## SAP_Piezas_EAN Final
Part No | Description | EAN Code | Group
F30000145FA | 0 |  | Holders
HEMO911 | 04HEMO |  | Packages
ESHEMO950 | 04HEMO |  | Others
HEMO912 | 04HEMO |  | Packages
HEMO951 | 04HEMO |  | Packages
ESHEMO951 | 04HEMO |  | Others
HEMO950 | 04HEMO |  | Packages
F40015870 | 117A REAR PANEL CONNECTOR BUNDLE | 4039361238476 | Spare Parts NxStage
F40020248 | 1M UNIVERSAL JUMPER CORD | 4039361254773, 4039361229719, 4039361230593 | Spare Parts NxStage
NX2000-2-EU | 230 V PUREFLOW SL CHASSIS |  | Chassis
NX2000-2-EUFA | 230 V PUREFLOW SL CHASSIS |  | Chassis
NX2000-11-EUFA | 230V PUREFLOW SL CHASSIS, 4TH ED, EU |  | Chassis
NX2000-11-EU | 230V PUREFLOW SL CHASSIS, 4TH ED, EU |  | Chassis
SED-001 | 2.5" X 12" SEDIMENT FILTER |  | Others NxStage HD
M200311FA | 4008B |  | 4008 B
M200661FA | 4008 BASIS BIBAG |  | 4008 S
M200081FA | 4008B BASE,BIC,DFFS,BIBAG,CCS, ENGLISH |  | 4008 B
M200301 | 4008B BASE,BIC,DFFS,BIBAG/LD30 GB | 4039361039523 | 4008 B
M200311 | 4008B BASIS,BIC,BIBAG,ZKV, ENGLISCH | 4039361021030 | 4008 B
M200111 | 4008B BIC/BIGAB | 4046241060164 | 4008 B
5086151 | 4008B BIC,I30, | 4039361032128 | 4008 B
5086251FA | 4008B SN,BIC,I30,220,E |  | 4008 B
5086241 | 4008E SN,BIC,I30,220,E | 4039361032159 | 4008 / 4008 E
M200861 | 4008H BAS/DSP,ONL.+,LD | 4039361039936 | 4008 H
M200871 | 4008H BAS/DSP/ZKV,ONL.+,LD | 4039361039950 | 4008 H
M200871FA | 4008H BAS/DSP/ZKV,ONL.+M.SYR.30ML,LD |  | 4008 H CAPEX
M200691FA | 4008H BASIS ZKV BIBAG AUTOPRIME |  | 4008 H CAPEX
M20055FA | 4008H BIBAG/BCD/AP (GB) |  | 4008 H
M200551FA | 4008H BIBAG/BCD/AP (GB) |  | 4008 H CAPEX
6297831 | 4008H ONLINE PLUS BCD/BIBAG | 4039361034566 | 4008 H
M201231 | 4008h prometheus hepa | 4039361022013 | Machine Prometheus Heparin
6297411FA | 4008H PROMETHEUS-SYSTEME (GERMAN) |  | Machine Prometheus Heparin
6297411 | 4008H PROMETHEUS-SYSTEME (GERMAN) | 4039361034375 | Machine Prometheus Heparin
629733X | 4008H SN,BIC,OPL,OCM,ZKV,BIBAG | 4039361034368 | Used Machines
M200591FA | 4008S AUTOPRIME BIBAG/BCD (GB) |  | 4008 S
M200581 | 4008S AUTOPRIME BIBAG (GB) |  | 4008 S
6297771 | 4008S AUTOPRIME BIC/BCD/BIBAG (GERMAN) |  | 4008 S
M2008411FA | 4008S BAS/DSP/,ONL.+,LD |  | 4008 S
M200841 | 4008S BAS/DSP/,ONL.+,LD | 4039361039868 | 4008 S
M200851FA | 4008S BAS/DSP-VB,ZKV,ONL.+,LD |  | 4008 S
M200851CU | 4008S BAS/DSP-VB,ZKV,ONL.+,LD |  | 4008 S
M200851 | 4008S BAS/DSP-VB,ZKV,ONL.+,LD | 4039361039875 | 4008 S
M200221FA | 4008S BASE/BIC/DFFS/BIBAG/CCS INGLES |  | 4008 S
M200661 | 4008S BASIS BIBAG | 4039361021054 | 4008 S
M200671 | 4008S BASIS BIBAG ZKV | 4039361021085 | 4008 S
M200671FA | 4008S BASIS BIBAG ZKV |  | 4008 S
M200671CU | 4008S BASIS BIBAG ZKV |  | 4008 S
M204001 | 4008S classix BASIC VERSION | 4039361047511 | 4008 S classic
F00007609 | 4% CITRATE SOLUTION 1.5 L, SECUNECT, LC1 | 4039361154783, 4039361154776 | citrate / calcium solutions
F00008029 | 4% Citrate solution SafeLock 1.5 L, LC 1 | 4039361158699, 4039361158705 | citrate / calcium solutions
F50006453 | 4G ADAPTADOR | 4039361225988 | Spare parts WT Accessories
M493731 | 5008 CORDIAX SOFTWARE 4.50 DOWNLOAD | 4039361077488 | Other Options
M493751 | 5008S CORDIAX SOFTWARE 4.50 DOWNLOAD | 4039361077495 | Other Options
M201211FA | 5008S ONLINE/M.DIASAFE/M.OCM |  | 5008 S
M201211 | 5008S ONLINE/M.DIASAFE/M.OCM | 4039361022808 | 5008 S
M2012FA | 5008S ONLINE/W./DIASAFE/W.OCM |  | 5008 S
F50019707 | 5-POLE SENSOR CABLE WITH PLUG AQUASENS | 4039361254971 | SP Aqua HWCS
M201701 | 6008 | 4039361184094 | 5008 NBC
M201701FA | 6008 |  | 5008 NBC
F00007729 | 6008 CAREset BVM L-R | 4039361156008, 4039361155995, 4039361155988 | Bloodlines 6008 E-Beam
F00007727 | 6008 CAREset BVM-R | 4039361156053, 4039361156046, 4039361156060 | Bloodlines 6008 E-Beam
F00007579 | 6008 CAREset Low Volume BVM - R | 4039361153557, 4039361153540, 4039361153533 | Bloodlines 6008 E-Beam
F00007728 | 6008 CAREset L-R | 4039361156022, 4039361156015, 4039361156039 | Bloodlines 6008 E-Beam
F00006808 | 6008 CAREset-R | 4039361127978, 4039361127367 | Bloodlines 6008 E-Beam
F00009519 | 6008 Rinse Connector | 4039361182144, 4039361182137, 4039361182151, 4039361182168 | Bloodline Accessories e-beam
M201711 | 6008 SN (DE) | 4046241098181 | 5008 NBC
F40007394 | 90° ELBOW HOSE CONNECTOR 1/4" AQUAC CART | 4039361161729 | Spare parts AquaC
F40007395 | 90° ELBOW HOSE CONNECTOR 3/8" | 4039361161736 | Spare parts AquaC
M062241 | ABRAZADERA 17,5 RER | 4046241043617 | SP Small Parts
M552891 | ABRAZADERA ACERO D14.5 | 4039361120573 | SP Small Parts
5727271 | ABRAZADERA CLAMP BOMBAS CONC. (D.U. 25) | 4046241011548 | Spare Parts 2008H/K/T (USA)
6731321 | ABRAZADERA CLAMP PRESIÓN CROMO (D.U. 10) | 4046241023367 | Clamps, Clips, Cable-tie, Other
6730131 | ABRAZADERA CLAMP PRESIÓN (D.UNIT 10) | 4046241023350 | SP Small Parts
M381131 | ABRAZADERA CLIP ACERO d18,5 (10 UN.) | 4046241033939 | SP 4008/2008A
6432101 | ABRAZADERA d10,0 | 4046241042849 | SP Small Parts
6338801 | ABRAZADERA D12.3 *AQUAUNO *AQUAWTU | 4046241066982 | Spare parts WT Accessories
6453361 | ABRAZADERA D 12,8 ACERO | 4046241022445 | Fittings, Sealings/O-Rings, Tubes
F40012586 | ABRAZADERA D13 8 S/S 4008/5008/MSC | 4039361172992 | SP Small Parts
M451331 | ABRAZADERA d9.5 ACERO 4008/4008SV10 | 4046241059885 | SP Small Parts
6360381 | ABRAZADERA DE LINEA COMBINADA*AQUAA | 4046241054071 | Spare parts AquaA
F50004733 | ABRAZADERA METALICA ALAMBRE D=12.1-13.1M | 4039361270230, 4039361227791, 4039361222086, 4039361230623, 4039361269869 | Spare parts WT Accessories
F40012756 | ABRAZADERA PLASTICO NEGRO SNP G 6 4008 | 4039361173838 | SP Small Parts
5727011 | ABRAZADERA ROSCADA D8-16 ACERO | 4046241011517 | Fittings, Sealings/O-Rings, Tubes
6313361 | ABRAZADERAS CLAMP DE 18.5 AQUAWTU | 4046241016826 | Clamps, Clips, Cable-tie, Other
6705741 | ABRAZADERA SIERRA SNP-G4 4008/SLEEPSAFE | 4046241023060 | SP Small Parts
6707801 | ABRAZADERA SIERRA SNP-G6 PREPARATOR/4008 | 4046241012330 | Fittings, Sealings/O-Rings, Tubes
6424281 | ABRAZAD. METAL D13.8 (10 UNID) | 4046241011661 | Fittings, Sealings/O-Rings, Tubes
6416401 | ABRAZ. CLAMP INTERNA SENSORES (D.U. 25) | 4046241011623 | SP Small Parts
6311351 | ABRAZ. CON TORNILLO MANGUERAS 15/9 AWTU | 4046241016352 | Clamps, Clips, Cable-tie, Other
3005461 | ABRE BOLSAS |  | Other products, not therapy specific
F40012592 | AC ADAPTER 100-240V 24VDC FWT | 4039361173036 | Spare parts WT Accessories
F40002921 | AC ADAPTER 100-240V 24VDC FWT | 4039361137410 | Electronics
F910121 | AC ADAPTER BSL EURO-PLUG FINESSE/TDMS | 4046241057027 | TDMS Spare Parts
F40017551 | AC ADAPTER (POWER SUPPLY UNIT) EU-PLUG | 4039361200008 | SP Dialysis Chairs
6327841 | ACCES-KEY (SUB-D15) AquaWTU | 4046241019445 | SP FWT Filter
M284941 | ACCESSORIES BAG W/O CONTENTS MFT | 4046241031539 | SP Multifiltrate
F00010927 | ACD-A 1000 ml – Correct Connect |  | Solutions TA General
900122C | ACIDO ACETICO 80% |  | Others
F40012614 | ACOPLAIMENTO CIERRE DN6 R1/4"11MM INOX. | 4039361173258 | SP Aquasafe
6344191 | ACOPLAMIENTO DENTADO AquaWTU | 4046241046601 | SP FWT Filter
6736151 | ACOPLO GIRO MANUAL B. SANGRE | 4046241006766 | SP 4008/2008A
6340221 | ACOPLO JG AQUAWTU | 4046241020540 | SP FWT Filter
6316041 | ACOPLO MANGUERAS 20 MM. PEX 25X3,5MM S/S | 4046241017458 | Dialysis Water Distribution Loop
6364241 | AC POWER LINE 5X2,5QMM 6M 16A CEE FWT | 4039361010393 | Spare parts AquaA
F40015908 | AC POWER PCB AND HW KIT | 4039361231583 | Spare Parts NxStage
F50013171 | AC POWER SUPPLY PCB ASSEMBLY KIT | 4039361250096 | Spare Parts NxStage
F40017109 | ACTIVATED CARBON AQUASORB HS (50KG) | 4039361207977 | Spare parts WT Accessories
6308571 | ACTIVATED CARBON BAG=50L=25KG | 4046241015737 | Spare Parts prefiltration FWT
F00009542 | Active Carbon Filter AK 1465 |  | Chlorine Filter
F00009540 | Active Carbon Filter AK 1865 |  | Chlorine Filter
F00009539 | Active Carbon Filter AK 2160 |  | Chlorine Filter
6323271 | ACTUADOR CONTRALAVADO Z11S FWT | 4046241018462 | Feed Water Inlet
5101321 | ADAPTADOR 380V ESC 2051 | 4046241050554 | SP Test Control Units
M284871 | ADAPTADOR 9 PINS MULTIFILTRATE | 4046241031485 | SP Test Control Units
M307781 | ADAPTADOR A LUERLOCK HMED | 4046241035513 | SP Test Control Units
M408961 | ADAPTADOR BATERIA LITIO HMED | 4046241009460 | SP Test Control Units
F38350180 | Adaptador Conector Hansen Recto de 1/2 | 4250358134636 | HC, Novaflow
2842671 | ADAPTADOR DE CATETER LUER LOCK CON TAPON | 4039361064488, 4046241008326, 4039361020040, 4046241008333 | Adaptors
F40017688 | ADAPTADOR DE TUBO 6-4 | 4039361266431, 4039361192761 | SP Small Parts
6341231 | ADAPTADOR FIJACION RECTA AQUASAFE/AQUAB | 4046241021233 | SP WT Kosmed
F40009832 | ADAPTADOR PRIMARIO BCM | 4039361168872 | SP BCM
F50014009 | ADAPTADOR (PROTECTION RJ45) | 4039361241971, 4039361271930 | multiFiltrate PRO Options
M402091 | ADAPTADOR PUNTO MEDIDA PRESION HIDRAUL. | 4046241065831 | SP 5008
5027851 | ADAPTADOR SN LUER-LOCK | 4039361042998, 4046241045543, 4039361064914 | Bloodline Accessories ETO
M380331 | ADAPTADOR TUBO 6-4 | 4046241037715 | SP 4008/2008A
M558221 | Adaptador USB a 232 | 4046241095388 | SP Tools
F40003428 | ADAPTER AC 100-240V 24VDC | 4039361165222 | Spare parts WT Accessories
F00008114 | Adapter Calcium SecuNect / LL | 4039361162733, 4039361176433, 4039361162702, 4039361162757 | Adapters / connectors
F00008113 | ADAPTER CITRATE SECUNECT / HF | 4039361176426, 4039361162764, 4039361162771, 4039361162801 | Adapters / connectors
F40012556 | ADAPTER CLAMP-PEX W. O-RING AQUA A | 4039361172695 | Spare parts AquaA
F40016347 | ADAPTER FOOD PUREFLOW | 4039361185046 | Spare Parts NxStage
5016881 | Adapter Hansen male / luer lock male | 4039361020576, 4039361020675 | Adapters / connectors
F38350058 | Adapter Hansen nipple m/m | 4250358134575 | HC, Novaflow
5016891 | Adapter HF female / Luer-Lock male | 4039361020736, 4039361020590, 4039361020606, 4039361063405 | Adapters / connectors
F40013931 | ADAPTER PLATE FOR CONTROL NOVO X | 4039361177812 | SP Dialysis Chairs
M324051 | ADAPTER SET F.MEAS. BPM UMED | 4046241032093 | SP Test Control Units
5072221 | Additional travel cost |  | Service Effort (Times) cHD
6364711 | ADJUSTABLE FACE SPANNER 2MM | 4039361010881 | SP Tools
6364721 | ADJUSTABLE FACE SPANNER 3MM | 4039361262785, 4039361010898 | SP Tools
F40004192 | ADJUSTABLE SPANNER 150MM | 4046241101423 | SP Tools
6736541 | ADJUSTING WASHER 6X12X0,8 STAINLESS | 4046241056082 | SP Small Parts
F50008509 | ADJUSTMENT PLUG KIT VERSI HD | 4039361254957 | Spare Parts NxStage
9798511 | ADS 4008 ENGLISH | 4039361037642 | 4008S ARrT
9798581 | ADS 4008 ENGLISH (SPANISH) |  | Machine Art Universal
9798581FA | ADS 4008 ENGLISH (SPANISH) |  | Machine Art Universal
5082931 | AGUJA 15G SN ROT. WI. | 4039361005139, 4039361004576, 4039361058388, 4039361153144 | SN-Cannulas
5082941 | AGUJA 16G SN ROT.WI. | 4039361153151, 4039361005146, 4039361004583, 4039361058395 | SN-Cannulas
ES00000158 | AGUJA AVD1520-HTC-30R 525 20mm |  | Arterial
ES00000157 | aGUJA AVD1525-HTC- 30R 525 25mm |  | Arterial
5082511 | AGUJA FIS ART-R 16Gx1" 30CM | 4039361006457, 4039361153236, 4039361058067, 4039361006464 | Arterial
5082521 | AGUJA FIS ART-R 17Gx1" 30CM | 4039361058074, 4039361004491, 4039361153090, 4039361005078 | Arterial
5082441 | AGUJA FISTULA 14G ART. ROT.WING T15,N25 | 4039361058005, 4039361057992, 4039361046842 | Arterial
5082571 | AGUJA FISTULA 14G VEN. ROT.WING T15,N25 | 4039361004507, 4039361005085, 4039361153106, 4039361058128 | Venous
5082621 | AGUJA FISTULA 14G VEN.ROT.WING T30,N25 | 4039361058135, 4039361004514, 4039361005092 | Venous
F00012296 | Aguja Fistula 15G T15, N25 AR | 25420040818493, 5420040818499 | Arterial
5081921 | AGUJA FISTULA 15G VEN. ROT.WINGT15,N25,R | 4039361046576, 4039361058975, 4039361058982 | Venous
5082421 | AGUJA FISTULA 16G ART. ROT.WING T15,N20 | 4039361004446, 4039361006419, 4039361057978 | Arterial
F00012300 | AGUJA FISTULA 16G SN ROT. WING T15,N20 | 25420040818486, 5420040818482 | SN-Cannulas
F00012297 | Aguja Fistula 16G T15, N25 AR | 25420040818516, 5420040818512 | Arterial
F00012298 | Aguja fistula 17G, T15, N25 AR | 25420040818530, 5420040818536 | Arterial
5078551 | Aguja fístula venosa15G,e/por irradiacio | 4039361009014, 4039361057152 | Venous
ES00000551 | AGUJA FISTULA VENOSA AV-1525-TC-15BGIN | 5420040805482 | Cannulas 3rd parties
5082651 | AGUJA FIS VEN-R 17Gx1'30CM | 4039361004545, 4039361058166, 4039361005122 | Venous
TMD000571 | Aguja para hemodiálisis Buttonhole 15G | 4044071279220, 34044071279221, 54044071279225 | Arterial
TMD000551 | Aguja para hemodiálisis Buttonhole 16G |  | Arterial
10200018 | AGUJAS DE UN SOLO USO 0,8 X 25 | 10818392015260, 20818392015267, 4039361212575 | Others Cannulas
10200019 | AGUJAS DE UN SOLO USO 1,2 X 40 | 20818392015106, 4039361212568, 10818392015109 | Others Cannulas
3005041 | AGUJAS LUER 8X25 |  | Other products, not therapy specific
5078501 | AGUJA VEN. 15GA 1,8X20MM V501G | 4039361046378, 4039361057138, 4039361057145 | Venous
F40017317 | AIRCHECK 500A 915MM (36") | 4039361205010 | Spare parts WT Accessories
F40002182 | AIR COUPLING DOOR COMPLETE 6008 | 4046241099195 | Spare parts 6008
F40007625 | AIR FILTER 1ST GENERATION CONSOLE | 4039361243401, 4039361168735 | Spare Parts Consoles
F50006258 | AIR FILTER FOR FAN 2ND GENERATION | 4039361225384 | Spare Parts Consoles
F40007568 | AIR FILTER WITH HOUSING 2. GEN CONSOLE | 4039361168681, 4039361242725 | Spare Parts Consoles
M367671 | AIR SEPARATOR CONC/ BIC 5008SS/4008/SV10 | 4046241127638, 4046241065435 | Spare parts 5008S
5064741 | AJUSTADOR VERTICAL PARA SOPORTE | 4046241057430 | SP Dialysis Chairs
5069151 | AJUSTE ALTURA BRAZO NOVO X | 4046241061710 | SP Dialysis Chairs
6344031 | A&K-MULLER SOLENOID VALVE AquaSAFE/-HWCS | 4046241040135 | SP RO 700
10100059 | ALCOHOL 1l. 70º | 18423961269375, 8423961269378, 4039361212773 | Disinfection (HD) 3rd parties
5070141 | ALMOHADA RELAX GRIS/AZUL BEP | 4039361007430, 4039361225582 | SP Dialysis Chairs
RENTMACHINE | ALQUILER CICLADORA |  | Leasing PD-Devices
051066 | Alquiler Consola iLA Activve |  | Leasing iLA
0424275 | ALQUILER MONITORES DIALISIS |  | Leasing HD-Devices
051063 | ALQUILER MULTIFILTRATE |  | Leasing CRRT Device
M331421 | ALTAVOZ CON CABLE 13 CM 5008 | 4046241004687 | SP 5008
M396811 | ALTAVOZ CON CABLE 4008/4008S V10 | 4046241064155 | SP 4008/2008A
M284751 | ALTAVOZ CON MICROFONO Y CARCASA MFT | 4046241031362 | SP Multifiltrate
F40017431 | AMORTIGUADOR DE PRESION | 4039361191979 | Spare Parts NxStage
6349531 | AMORTIGUADOR DE PULSOS PRESION CDS+CDS3 | 4046241064490 | SP MVZ
F50013183 | AMPHENOL SIGNAL CABLE KIT PFSL 4THED | 4039361250973 | Spare Parts NxStage
ES00000291 | ANALITICA AGUA |  | Services Non-Active Clinical Equipment
AT00034 | ANALITICAS PLANTA DE AGUAS |  | MC Old Machines HD
F00010882 | ANALITICAS TRATAMIENTO AGUA |  | Service Products FWT
M343691 | ANCLAJE FRENO 5008 | 4046241003826 | SP 5008
F40019182 | ANGLE NOZZLE 11.5 | 4039361214791 | SP Aqua DAS
F40012583 | ANGLE NOZZLE 90° CLAMP TO PEX AQUABPLUS | 4039361172961 | ET AQUABPLUS
6366351 | ANGLE NOZZLE 90° CLAMP TO PEX AQUABPLUS | 4039361078195 | Fittings, Sealings/O-Rings, Tubes
5069271 | ANGLE PLATE AQUAC CART | 4046241056617 | SP Aqua DAS
6364171 | ANILLO SELLO DE AJUSTE 1 AQUAHT/UF/BPLUS | 4039361010324 | Spare parts AquaA
F40016995 | ANTENNA 4G/LTE FÜR RELIACELL | 4039361200886 | Spare parts WT Accessories
F40016997 | ANTENNA 4G/LTE WITH 90DEG FOR RELIACELL | 4039361200893 | Spare parts WT Accessories
6311371 | ANTI-SYPHON TRAP WITH FUNNEL D50 | 4046241016369 | Drainage Material
6312371 | ANTI-TWIST DEVICE PERMEAT NIPPLE MSC | 4046241016567 | Dialysis Water Distribution Loop
F40012424 | ANTI-TWIST DEVICE; PERMEAT NIPPLE;MSC | 4039361171339 | SP Aquasafe
M396871 | ANTI-VIBRACION CAMARA BALANZAS 4008 | 4046241062427 | SP 4008/2008A
M375741 | ANTI VIBRATION MOUNT 4008/4008S V10/CDS | 4046241013221 | SP Small Parts
F40015636 | AP/APF CALIBRATION FIXTURE | 4039361186173 | Spare Parts NxStage
300536E | APOSITOS CLI FIXE 10X10 |  | Other products, not therapy specific
300539E | APOSITOS CLI FIXE 15X10 |  | Other products, not therapy specific
300532E | APOSITOS CLI FIXE 5X7 |  | Other products, not therapy specific
5069111 | APOYABRAZOS GRIS SMART NOVO/TOP XSK | 4046241060386 | SP Dialysis Chairs
WT-AA1 | AquaA |  | Forecast Water Technology
F00001430 | AquaA 1800 l/h | 4039361062415 | AquaA / AquaAplus
WT-AA2 | AquaA2 |  | Forecast Water Technology
F00002405FA | AquaA2 2700H |  | AquaA / AquaAplus
F00002405 | AQUAA2 2700H | 4039361068394 | AquaA / AquaAplus
ESF00001431FA | AquaA 2700 l/h |  | AquaA / AquaAplus
F00001431 | AquaA 2700 l/h | 4039361062422 | AquaA / AquaAplus
F00002403 | AquaA2 900H | 4039361068370 | AquaA / AquaAplus
WT-AAHT | AquaA HT |  | Forecast Water Technology
6340031FA | Aqua B 1000 |  | AquaB / AquaB DUO
6340031 | Aqua B 1000 | 4039361052560 | AquaB / AquaB DUO
634004FA | AquaB 1250 |  | AquaB / AquaB DUO
6340041FA | AquaB 1250 |  | AquaB / AquaB DUO
6340041 | AquaB 1250 | 4039361047825 | AquaB / AquaB DUO
6340051 | AquaB 1500 | 4039361060602 | AquaB / AquaB DUO
634005FA | AquaB 1500 |  | AquaB / AquaB DUO
6340061 | AquaB 1750 | 4039361047832 | AquaB / AquaB DUO
6340071 | AquaB 2000 | 4039361060619 | AquaB / AquaB DUO
6340071FA | AquaB 2000 |  | AquaB / AquaB DUO
634007FA | AquaB 2000 |  | AquaB / AquaB DUO
6344731 | AquaB 2250 | 4039361048037 | AquaB / AquaB DUO
6340021 | AquaB 750 | 4039361052553 | AquaB / AquaB DUO
632821FA | AquaB DUO 1000 |  | AquaB / AquaB DUO
6328211FA | AquaB DUO 1000 |  | AquaB / AquaB DUO
6328211 | AquaB-DUO 1000 | 4039361052430 | AquaB / AquaB DUO
6328201FA | AquaB DUO 1250 |  | AquaB / AquaB DUO
6328201 | AquaB DUO 1250 | 4039361052423 | AquaB / AquaB DUO
6328191FA | AquaB DUO 1500 |  | AquaB / AquaB DUO
6328191 | AquaB-DUO 1500 | 4039361052409 | AquaB / AquaB DUO
632819FA | AquaB-DUO 1500 |  | AquaB / AquaB DUO
634352FA | AquaB DUO 1750 |  | AquaB / AquaB DUO
6343521 | AquaB DUO 1750 | 4039361048006 | AquaB / AquaB DUO
6343521FA | AquaB-DUO 1750 |  | AquaB / AquaB DUO
6328221 | AquaB-DUO 500 | 4039361052447 | AquaB / AquaB DUO
63282FA | AquaB-DUO 750 |  | AquaB / AquaB DUO
6328231 | AquaB-DUO 750 | 4039361052454 | AquaB / AquaB DUO
WT-AB1 | AquaBplus |  | Forecast Water Technology
F00003300FA | AquaBplus 1000 |  | AquaBplus
F00003300 | AquaBPlus 1000 | 4039361073022 | AquaBplus
F00003301FA | AquaBplus 1500 |  | AquaBplus
F00003301 | AquaBplus 1500 | 4039361073039 | AquaBplus
F00003302 | AquaBplus 2000 | 4039361073046 | AquaBplus
F00003302FA | AquaBplus 2000 |  | AquaBplus
F00003303FA | Aqua B plus 2500 |  | AquaBplus
F00003303 | AquaBplus 2500 | 4039361073053 | AquaBplus
F00003304 | AquaBplus 3000 | 4039361073060 | AquaBplus
F00003304FA | AquaBplus 3000 |  | AquaBplus
F00003299FA | AquaBPlus 500 |  | AquaB / AquaB DUO
F00003305 | AquaBplus B2 1000 | 4039361073084 | AquaBplus
F00003305FA | AquaBplus B2 1000 |  | AquaBplus
F00003306 | AquaBplus B2 1500 | 4039361073091 | AquaBplus
F00003306FA | AquaBplus B2 1500 |  | AquaBplus
F00003307 | AquaBplus B2 2000 | 4039361073107 | AquaBplus
F00003307FA | AquaBplus B2 2000 |  | AquaBplus
F00003308 | AquaBplus B2 2500 | 4039361073114 | AquaBplus
F00003308FA | AquaBplus B2 2500 |  | AquaBplus
F00003309 | AquaBplus B2 500 | 4039361073121 | AquaBplus
F00003310 | AquaBplus HF | 4039361073077 | AquaBplus
F00003310FA | AquaBplus HF |  | AquaBplus
F00003210 | AquaBplus Option "Housing" | 4039361072414 | AquaBplus
F00003212 | AquaBplus Option "Ringbase" | 4039361072438 | AquaBplus
F00003313 | AquaBplus Option "RingUnit, 1 Ring | 4039361073381 | AquaBplus
F00003314 | AquaBplus Option "RingUnit, 2 Rings" | 4039361073398 | AquaBplus
F00007227 | AquaBplus UF | 4039361139322 | AquaBplus
6343481 | AquaC CART | 4046241033915 | AquaC CAR
F00005895FA | AquaC CART Advanced |  | AquaC CAR
F00005895 | AQUAC CART ADVANCED PORTER | 4039361112325 | AquaC CAR
6348071 | AquaC CART Extended | 4039361060954 | AquaC CAR
F00002272FA | AquaC UNO H [230V, 50Hz, 2300VA] |  | AquaC UNO H
F00002272 | AquaC UNO H [230V, 50Hz, 2300VA] | 4039361067953 | AquaC UNO H
6342591 | AquaDAS CON SOFTWARE AquaB | 4039361047924 | AquaB / AquaB DUO
F00013141 | AquaDETECT central leakage detect sys. |  | Water Leakage Monitoring
ESF00001433FA | AQUA HT |  | AquaA / AquaAplus
F00001433 | AQUA HT | 4039361062446 | AquaA / AquaAplus
6311531 | AQUASAFE 08/1000 COMPACT | 4039361060466 | AquaSAFE / HWCS / AquaSTORE
6311541FA | AQUASAFE 08 1250 |  | AquaSAFE / HWCS / AquaSTORE
6324891FA | AQUASAFE 08 1250 ULTRAFILTER |  | AquaSAFE / HWCS / AquaSTORE
6311551 | AQUASAFE 08 1500L | 4039361050634 | AquaSAFE / HWCS / AquaSTORE
632492FA | AQUASAFE 08 2000 ULTRAFILTER |  | AquaSAFE / HWCS / AquaSTORE
6316501 | AQUASAFE 08/250 COMPACT-LC |  | AquaSAFE / HWCS / AquaSTORE
6311521 | AQUASAFE 08/750 COMPACT | 4039361050610 | AquaSAFE / HWCS / AquaSTORE
6311531FA | Aqua-Safe 08 kpl. Typ 1000 Kompaktanlage |  | AquaSAFE / HWCS / AquaSTORE
6311561 | AQUASAFE 08 TIPO 1750 COMPACT | 4039361050641 | AquaSAFE / HWCS / AquaSTORE
6311571 | AQUASAFE 08 TYP 2000K | 4039361050658 | AquaSAFE / HWCS / AquaSTORE
6311541 | AQUASAFE 08 TYPE 1250 COMPACT | 4039361050627 | AquaSAFE / HWCS / AquaSTORE
63115$ | AQUASAFE 08 TYPE 1250 COMPACT |  | AquaSAFE / HWCS / AquaSTORE
6324921 | AQUASAFE 08 TYPE 2000 K WITH ULTRAFILTER |  | AquaSAFE / HWCS / AquaSTORE
6311511 | AQUASAFE COMPACT | 4039361050603 | AquaSAFE / HWCS / AquaSTORE
6326071 | AQUASAFE HWCS 1000 | 4039361052171 | AquaSAFE / HWCS / AquaSTORE
6326071FA | AQUASAFE HWCS 1000 |  | AquaSAFE / HWCS / AquaSTORE
6326081 | AQUASAFE HWCS 1250 | 4039361052188 | AquaSAFE / HWCS / AquaSTORE
6326111 | AQUASAFE HWCS 2000 | 4039361052225 | AquaSAFE / HWCS / AquaSTORE
F00009772 | AquaSENS Clack Backwashmonitoring |  | AquaSENS
F00007185 | AquaSens Comm BWAuto to BWFil Z11S | 4039361141462 | AquaSENS
F00007184 | AquaSens Contador agua electr. | 4039361141455 | AquaSENS
F00010149 | AquaSENS control unit Advanced | 4039361193898 | AquaSENS
F00010149FA | AquaSENS control unit Advanced |  | AquaSENS
F00007188 | AQUASENS DISPLAY WALL MOUNTING SET | 4039361141585 | AquaSENS
F00007181FA | AquaSens filtro multimedia / Autotrol |  | AquaSENS
F00007181 | AquaSens filtro multimedia / Autotrol | 4039361141523 | AquaSENS
F00010120 | AquaSENS hydraulics with pressure measur | 4039361193881 | AquaSENS
F00009938 | AquaSENS Meas. point manual sampl. Valve |  | Accessories Water Pre-Treatment
F00009923 | AquaSens monitorizacion cloro total | 4039361193553 | AquaSENS
F00007186 | AquaSens monitorización dureza AquaSOFT | 4039361141578 | AquaSENS
F00007189 | AquaSens sistema brazo pivotante display | 4039361141592 | AquaSENS
F00007165 | AquaSens Sistema Control Avanzado | 4039361141479 | AquaSENS
6312351 | AquaSOFT | 4039361060480 | Water Monitoring
6312351FA | AquaSOFT |  | Other Articles Water Technology
F00011696 | AquaSOFT Quality soft water monitoring |  | Water Monitoring
F00013097 | AquaSOFT Quality soft water monitoring |  | Water Monitoring
F00011695 | AquaSOFT soft water monitoring |  | Water Monitoring
6311951 | AQUASTORE TYP 1500 E |  | AquaSAFE / HWCS / AquaSTORE
6311931 | AQUASTORE TYPE 1000E |  | AquaSAFE / HWCS / AquaSTORE
6311961 | AQUASTORE TYPE 1750 E |  | AquaSAFE / HWCS / AquaSTORE
F00001296 | AquaUF 2250 | 4039361061753 | AquaA / AquaAplus
F00001297FA | AquaUF 4000 |  | AquaA / AquaAplus
F00001297 | AQUAUF 4000 | 4039361061760 | AquaA / AquaAplus
WT-AUNO | AQUAUNO |  | Forecast Water Technology
6325691FA | AquaWTU 125 |  | AquaWTU
6325691 | AQUA WTU 125L | 4039361060534 | AquaWTU
6325701FA | AquaWTU 250 |  | AquaWTU
6325701 | AquaWTU 250 | 4039361060541 | AquaWTU
5663071 | ARANDELA CON FILTRO 2008/4008 | 4046241011500 | SP Small Parts
E000000061 | ARIXTRA 1,5mg 0,3ml. SOL INY 7 JERIN PRE | 8470006558966, 4039361209346 | Arixtra
3005381 | ARMARIO DOMICILIARIO |  | Other products, not therapy specific
ES3005381 | ARMARIO DOMICILIARIO |  | Other products, not therapy specific
F40010051 | ARM REST BRACKET LEFT SENSA_i | 4039361180249 | SP Dialysis Chairs
5065631 | ARM REST BRACKET W.UPPER TUBE LEFT | 4046241054149 | SP Dialysis Chairs
5065621 | ARM REST BRACKET W.UPPER TUBE RIGHT | 4046241064506 | SP Dialysis Chairs
5068361 | ARM REST PIPE GREY NOVO X | 4046241064537 | SP Dialysis Chairs
5068371 | ARM REST TUBE TOP GREY NOVO X | 4046241054163 | SP Dialysis Chairs
F40016901 | ARM REST WEDGE-SHAPED | 4039361188757 | SP Dialysis Chairs
6763031 | ARO AZUL GRANDE BI BAG 96MM 4008 | 4046241037814 | SP Small Parts
CONWT03 | ARRENDAMIENTO PLANTA DE AGUAS |  | Maintenance Agreement Water Treatment
F40018360 | ARTERIAL PRESSURE SENSOR | 4039361204389 | Spare parts multi
F40015889 | ARTERIAL PUSHER BUNDLE | 4039361228651, 4039361224288 | Spare Parts NxStage
F40015858 | ARTERIAL TREAT FLUID AIR DETECTOR BUNDLE | 4039361224097, 4039361229085, 4039361232436 | Spare Parts NxStage
F40005419 | ARTERY FORCEPS | 4046241101980 | SP Tools
9798931 | ART STANDARD NT100-240V (EN) | 4039361021979 | Machine Art Universal
979894FA | ART UNIVERSAL KASKADE NT100-240V |  | Machine Art Universal
9798941 | ART UNIVERSAL KASKADE NT100-240V (EN) | 4039361021986 | Machine Art Universal
9798941FA | ART UNIVERSAL KASKADE NT100-240V (EN) |  | Machine Art Universal
F00006901 | Assembling Aid MediaP for electronics | 4039361130732 | MediaP
F50008507 | ASSY CABLE MAIN FRONT COVER NSO+ KIT | 4039361254650 | Spare Parts NxStage
F50008516 | ASSY CABLE SPEAKER NSO+ KIT VERSI HD | 4039361256715 | Spare Parts NxStage
F50008506 | ASSY HANDLE LOCK NSO KIT VERSI HD | 4039361254643 | Spare Parts NxStage
M414141 | ATRIL DERECHO MULTI | 4039361142094 | Spare parts multi
F00003267 | AV-Set 5008 CorDiax post-R | 4039361074760, 4039361074784, 4039361074777, 4039361115791 | AV-Sets 5008 E-Beam
F00001065 | AV-SET FMC BVM PAED-R | 4039361117665, 4039361059545, 4039361062620, 4039361060268 | AV-Sets 4008 E-Beam
5016691 | AV-SET FMC (FA 204B/FV 204B) Online plus | 4039361031039, 4046241045161, 4039361063153, 4039361121419 | AV-Sets ETO
F00001063 | AV-SET FMC PAED/BABY-R | 4039361131876, 4039361117641, 4039361059521, 4039361060244, 4039361127077, 4039361062606 | AV-Sets 4008 E-Beam
F00001064 | AV-SET FMC PAED-R | 4039361060251, 4039361062613, 4039361117658, 4039361059538 | AV-Sets 4008 E-Beam
5016811 | AV-SET MULTIFILTRATE PAED | 4039361004248, 4039361005733, 4039361063177 | multiFiltrate bloodlines / cassettes
F00000384 | AV-Set ONLINEplus 5008-R | 4039361044336, 4039361059576, 4039361115975 | AV-Sets 5008 E-Beam
F00000385 | AV-Set ONLINEplus BVM 5008-R | 4039361044343, 4039361115982, 4039361059583 | AV-Sets 5008 E-Beam
F00001068 | AV-Set ONLINEplus BVM PAED 5008-R | 4039361117795, 4039361059606, 4039361255596, 4039361059477 | AV-Sets 5008 E-Beam
F00000700 | AV-Set ONLINE-Priming 5008S - R | 4039361115999, 4039361056346, 4039361045333 | AV-Sets 5008 E-Beam
F00004760 | AV-Set PRIMEplus-R | 4039361116705, 4039361081836, 4039361081805, 4039361081829 | AV-Sets 4008 E-Beam
F00000258 | AV-SET SRB BVM- R | 4039361044060, 4039361045036, 4039361116613, 4039361062590 | AV-Sets 4008 E-Beam
F00000257 | AV-Set SRB-R | 4039361119348, 4039361062583, 4039361044053, 4039361045029, 4039361255619 | AV-Sets 4008 E-Beam
F00000386 | AV-SN-Set ONLINEplus 5008-R | 4039361059590, 4039361044350, 4039361255602, 4039361115722 | SN-Sets 5008 E-Beam
F00000387 | AV-SN-Set ONLINEplus BVM 5008-R | 4039361044367, 4039361059613, 4039361115777 | SN-Sets 5008 E-Beam
F00001069 | AV-SN-Set ONLINEplus BVM PAED 5008-R | 4039361117801, 4039361059620, 4039361059484 | SN-Sets 5008 E-Beam
F00000259 | AV-SN-SET SRB L-R | 4039361116620, 4039361044046, 4039361045043, 4039361062705, 4039361255589 | SN-Sets 4008 E-Beam
632634$ | BACKFLOW UNIT |  | SP Water/RO 08
M283601 | BACKLIGHT FOR DISPLAY EC106 - EC601 MFT | 4039361107734 | SP Multifiltrate
M280961 | BACKLIGHT FOR DISPLAY MFT | 4046241030488 | SP Multifiltrate
M310591 | BACKLIGHT INVERTER MDC-BOARD 4008/S V10 | 4046241031867 | SP 4008/2008A
5067881 | BACK PART NOVO X | 4046241058079 | SP Dialysis Chairs
6346161 | Backwash Filter F76 S1 AC 1 1/4" 100µm | 4046241063462 | Feed Water Inlet
F40005671 | BAG FOR MDTEST | 4039361151294 | SP Tools
M423971 | BAG PATIENT SIMULATION F.SLEEPSAFE | 4046241049466 | SP Sleep.Safe
F00007873 | balance1.5%Gl,1.25Ca,sleepsafe,5.0L,LC3 | 4046241110418, 4046241110401 | SLEEP.SAFE BALANCE 5000 ml
F00007855 | balance1.5%GL,1.25Ca,staysafe,2.0L,LC3 | 4046241110043, 4046241110050 | STAY.SAFE BALANCE 2000 ml
F00007861 | balance1.5%GL,1.25Ca,staysafe,2.5L,LC3 | 4046241110166, 4046241110173 | STAY.SAFE BALANCE 2500 ml
F00007876 | balance1.5%Gl,1.75Ca,sleepsafe,5.0L,LC3 | 4046241110463, 4046241110470 | SLEEP.SAFE BALANCE 5000 ml
F00007858 | balance1.5%Gl,1.75Ca,staysafe,2.0L,LC3 | 4046241110111, 4046241110104 | STAY.SAFE BALANCE 2000 ml
F00007864 | balance1.5%GL,1.75Ca,staysafe,2.5L,LC3 | 4046241110234, 4046241110227 | STAY.SAFE BALANCE 2500 ml
F00007874 | balance2.3%Gl,1.25Ca,sleepsafe,5.0L,LC3 | 4046241110432, 4046241110425 | SLEEP.SAFE BALANCE 5000 ml
F00007856 | balance2.3%Gl,1.25Ca,staysafe,2.0L,LC3 | 4046241110067, 4046241110074 | STAY.SAFE BALANCE 2000 ml
F00007862 | balance2.3%GL,1.25Ca,staysafe,2.5L,LC3 | 4046241110197, 4046241110180 | STAY.SAFE BALANCE 2500 ml
F00007877 | balance2.3%Gl,1.75Ca,sleepsafe,5.0L,LC3 | 4046241110494, 4046241110487 | SLEEP.SAFE BALANCE 5000 ml
F00007859 | balance2.3%GL,1.75Ca,staysafe,2.0L,LC3 | 4046241110135, 4046241110128 | STAY.SAFE BALANCE 2000 ml
F00007865 | balance2.3%GL,1.75Ca,staysafe,2.5L,LC3 | 4046241110241, 4046241110258 | STAY.SAFE BALANCE 2500 ml
F00007875 | balance4.25%Gl,1.25Ca,sleepsafe,5.0L,LC3 | 4046241110456, 4046241110449 | SLEEP.SAFE BALANCE 5000 ml
F00007857 | balance4.25%GL,1.25Ca,staysafe,2.0L,LC3 | 4046241110098, 4046241110081 | STAY.SAFE BALANCE 2000 ml
F00007863 | balance4.25%Gl,1.25Ca,staysafe,2.5L,LC3 | 4046241110210, 4046241110203 | STAY.SAFE BALANCE 2500 ml
F00007878 | balance4.25%Gl,1.75Ca,sleepsafe,5.0L,LC3 | 4046241110517, 4046241110500 | SLEEP.SAFE BALANCE 5000 ml
F00007860 | balance4.25%Gl,1.75Ca,staysafe,2.0L,LC3 | 4046241110142, 4046241110159 | STAY.SAFE BALANCE 2000 ml
F00007866 | balance4.25%Gl,1.75Ca,staysafe,2.5L,LC3 | 4046241110265, 4046241110272 | STAY.SAFE BALANCE 2500 ml
F40020247 | BALANCE CHAMBER INST AND VERIF TEST FIXT | 4039361246280, 4039361246303 | Spare Parts NxStage
F40002515 | BALANCE PLATE BOTTOM MULTI | 4039361144241, 4039361279370, 4039361285258, 4039361277284 | Spare parts multi
ES3005261 | BALANZA DE COCINA DIGITAL |  | Other products, not therapy specific
3005261 | BALANZA DE COCINA DIGITAL |  | Other products, not therapy specific
ES00000338 | BALANZA DE COCINA DIGITAL + BOWL 235MM |  | Other products, not therapy specific
ES3005481 | BALANZA DE COCINA PLANA NEGRA |  | Other products, not therapy specific
3005481 | BALANZA DE COCINA PLANA NEGRA |  | Other products, not therapy specific
TMD000321 | Balanza SECA 657r plataforma peso grande |  | Seca verified large platform scale
TMD000291 | Balanza SECA 685R Multifuncional |  | Seca verified multifunctional scale
F40015748 | BALLAST, UV LIGHT PUREFLOW | 4039361185893 | Spare Parts NxStage
M339061 | BALL BEARING WITH BOLT SLEEP.SAFE | 4046241043976 | SP Sleep.Safe
M284771 | BALL FOR SCALES (44,3G) MFT | 4046241031386 | SP Multifiltrate
6341241 | BALL VALVE INCL.VICTAULIC-CONNECTION | 4046241021240 | SP WT Kosmed
M482271 | BANDA PROTECCION BCM | 4039361087692 | SP BCM
6725141 | BANDA RODADURA SEGMENTO SEP. AIRE | 4046241006582 | SP 4008/2008A
M414491 | BANDEJA BALANÇA LADO DIREITO MULTI | 4039361122676 | Spare parts multi
M414501 | BANDEJA DE BALANCA LADO ESQUERDO MULTI | 4039361122683 | Spare parts multi
M343681 | BANDEJA DESLIZANTE GARRAFA 5008 | 4046241009286 | SP 5008
M349331 | BANDEJA GARRAFA DESINF. 5008 | 4046241005332 | SP 5008
M442061 | BANDEJA PARA SMARTBAG 5008 | 4039361012885 | Other Options
5067051 | BANDEJA PEQUEÑA MESA ST/DT | 4046241042153 | SP Dialysis Chairs
M423591 | BANDEJA SOPORTE SMARTBAG 5008S | 4046241060423 | Other Options
M280951 | BANDEJA SUPERIOR DERECHA MULTIFILTRATE | 4046241030471 | SP Multifiltrate
M280941 | BANDEJA SUPERIOR IZQUIERDA MULTIFILTRATE | 4046241030464 | SP Multifiltrate
F50008018 | BARCODE SCANNER SLSH | 4039361245047, 4039361229023, 4039361244675 | Spare Parts Sleep.Safe Harmony
F50019457 | BARCODE SCANNER SLS SLSH | 4039361254025 | SP Others PD
M430311 | BARRA CALEFACTORA 2X1000W/220-230V 5008 | 4046241067675 | SP 5008
M361791 | BARRA CALEFACTORA 2X800W 240V TITANUM 40 | 4046241052077 | SP 4008/2008A
6348571 | BARRA DE MEDICION DE NIVEL AQUA A | 4046241057270 | Spare parts AquaA
3005091 | BARRA INOX.SOPORTE,INFUSION/DRENAJE |  | Other products, not therapy specific
ES3005091 | BARRA INOX.SOPORTE,INFUSION/DRENAJE |  | Other products, not therapy specific
M414151 | BARRA PORTASUEROS IZQ * MULTI | 4039361142100 | Spare parts multi
ES00000411 | Basc Digl Page Prof 300 Bandeja Estuche | 4006501615077 | Other products, not therapy specific
M335371 | BASCULA | 4046241035056 | SP Test Control Units
3005121 | BASCULA BAÑO DIGITAL 150kg-100g |  | Other products, not therapy specific
ES3005121 | BASCULA BAÑO DIGITAL 150kg-100g |  | Other products, not therapy specific
TMD000281 | BASCULA SECA 677R |  | Seca verified platform scale
TMD000301 | BASCULA SECA 704R |  | Seca verified column scale
F40013503 | BASTIDOR DE ELEVACIÓN DESDE EC200 SLSH | 4039361176785 | Spare Parts Sleep.Safe Harmony
F00009779 | Bata de protección azul T/U PM4-7194 | 5056003433289 | Disposable Clothing
65100063 | BATA NO ESTERIL CON PUÑO ELASTICO | 4039361210380, 8423961404168, 18423961404165 | Other Disposables non-therapy specific
E000000135 | BATA POLIET IM N/E AZ 30M TAL-CM-170x130 |  | Protection Others
E000000245 | BATA POLIET IM N/E AZ 30M TAL-CM-170x130 | 100003251, 100003228 | Protection Others
F00009694 | BATA PROTECTORA |  | Disposable Clothing
ES1002491 | BATEA ACERO INOX 25X20X4 |  | Other Consumables
1002491 | BATEA ACERO INOX 25X20X4 |  | Other Consumables
F40019383 | Batería CPL 4008 | 4039361235291, 4039361242374, 4039361214869, 4039361235185, 4039361226411 | SP 4008/2008A
M570321 | BATERIA CR 1225 LITIO 3V 42mAh | 4039361127756 | SP Small Parts
6444561 | BATERIA CR 1225 LITIO 3V 42mAh | 4046241022414 | SP Small Parts
M283261 | BATERIA CR 1/3N LITIO 3V 170mAh | 4039361098148 | SP Multifiltrate
F40003842 | BATERIA CR 1/3N, LITIO 3V 170MAH MFT | 4039361140366 | SP Multifiltrate
M570311 | BATERIA CR 2032 LITIO 3V 230mAh | 4039361128487 | SP Small Parts
F40018144 | BATERIA CR 2032, LITIO 3V 230MAH | 4039361200398 | Spare parts WT Accessories
M376821 | BATERIA CR 2032 LITIO 3V 230mAh 5008/S | 4046241013528 | SP Small Parts
F40000438 | BATERIA CR 2450N, LITIO 3V 540mAh | 4039361128173 | SP Small Parts
M280421 | BATERÍA DE LITIO MULTIFILTRATE | 4046241030013 | SP Multifiltrate
M408951 | BATERIA DE LITIO PARA HMED | 4046241009453 | SP Test Control Units
M318871 | BATERÍA NIMH 7,2V *UMED‎ | 4046241054552 | SP Test Control Units
6720291 | BATERIA NIQUEL-CADMIO 4008/MFT | 4046241012118 | SP 4008/2008A
F40017692 | BATERIA RECARGABLE 12v SLSH | 4039361229061, 4039361258467, 4039361226275 | Spare Parts Sleep.Safe Harmony
6542481 | BATERIA RECARGABLE 18V SLEEP.SAFE | 4046241022902 | SP Sleep.Safe
F40017689 | BATERIA RECARGABLE 18V SLS | 4039361229078, 4039361258542, 4039361232122, 4039361222093 | SP Sleep.Safe
M423131 | BATERIA RECARGABLE 3,6V / 680mAH | 4039361229894, 4039361096588 | Spare parts 5008S
F40003891 | Batery LS 17500, Lithium 3,6 V 3600MAH | 4039361141073 | SP Test Control Units
F40015244 | BATTERIE CR1220, LITHIUM 3V 40MAH | 4039361187095 | Spare Parts Silencia
M570331 | BATTERY CR 1632, LITHIUM 3V 125MAH *BCM | 4039361127763 | SP BCM
F40015766 | BATTERY PACK 8.4V 3700mAh SYSTEM ONE | 4039361185084 | Spare Parts NxStage
M538161 | BATTERY PACK BCM | 4039361119386 | SP BCM
F40017802 | BATTERY PACK MULTI | 4039361216771 | Spare parts multi
F50026671 | BATTERY PACK XENIOS CONSOLE | 4039361262198, 4039361258641, 4039361258733 | Spare Parts Consoles
F40017181 | BATTERY PACK XENIOS CONSOLE | 4039361194581 | Spare Parts Consoles
F50006594 | BATTERY PACK XENIOS CONSOLE | 4039361260187, 4039361227562, 4039361242756, 4039361258252 | Spare Parts Consoles
M307791 | BATTERY SNAPHAT | 4046241011463, 4039361275594 | SP 4008/2008A
M541761 | BAYONET JOINT CDS 5008/S | 4046241092981 | SP 5008
M347031 | BAYONET JOINT CON FILTRO DESINF. 5008/S | 4046241004175 | SP 5008
H022011 | BCM BODY COMPOSITION MONITOR | 4039361021047 | BCM
H022011FA | BCM BODY COMPOSITION MONITOR |  | BCM Accessories
F915511 | BED SIDE LINK BSL2001EC FINESSE/TDMS | 4046241061666 | Finesse Export
F40016212 | BELT 3MM GT2 136 TEETH *CYCLER | 4039361185794 | Spare Parts NxStage
F40015747 | BELT 405X9 MM SYSTEM ONE | 4039361183929 | Spare Parts NxStage
F40015629 | BELT TENSION METER FLUID PU5 | 4039361185251 | Spare Parts NxStage
F00002924 | BHD 3 A4 (500 L Bag-in-Box) | 4039361074258 | Acid 500 L (1:35)
F00002925 | BHD 3 A5 (500 L Bag-in-Box) | 4039361074265 | Acid 500 L (1:35)
5089921 | BIBAG 4008 650G | 4039361005245, 4039361004736 | BiBag 4008 - 650g
5089911 | BIBAG 4008 900G | 4039361005238, 4039361004729 | BiBag 4008 - 950g
5060781 | BIBAG 5008 650g | 4039361007249, 4039361007263 | BIBAG 5008 - 650G
5060801 | BIBAG 5008 900g | 4039361007720, 4039361007270 | BIBAG 5008 - 900G
6767001 | BI BAG HOLDER NEW (DELIV.UNIT 10) | 4046241010886 | SP Small Parts
M388791 | BICARBONATE SUCT.TUBE BLUE W.FILTER 5008 | 4046241144789, 4046241049657 | SP 5008
M371011 | BICARB.SUCTION TUBE BLUE W.FILTER 5008S | 4046241144888, 4046241002874 | Spare parts 5008S
F00006375 | bicaVera1.5%Gl,1.25Ca,sleepsafe,3.0L,LC2 | 4046241092158, 4046241092165, 3400930083246 | SLEEP.SAFE BICAVERA 3000 ml
F00007746 | bicaVera1.5%Gl,1.75Ca, staysafe2.0L,LC2 | 4046241107692, 4046241107708 | STAY.SAFE BICAVERA 2000 ml
F00007754 | bicaVera1.5%Gl,1.75Ca,staysafe,2.5L,LC2 | 4046241107944, 4046241107951 | STAY.SAFE BICAVERA 2500 ml
F00006376 | bicaVera2.3%Gl,1.25Ca,sleepsafe,3.0L,LC2 | 3400930083284, 4046241092134, 4046241092141 | SLEEP.SAFE BICAVERA 3000 ml
F00007758 | bicaVera2.3%Gl,1.75Ca,sleepsafe,3.0L,LC2 | 4046241107869, 4046241107876 | SLEEP.SAFE BICAVERA 3000 ml
F00007747 | bicaVera2.3%Gl,1.75Ca, staysafe2.0L,LC2 | 4046241107371, 4046241107388 | STAY.SAFE BICAVERA 2000 ml
F00007755 | bicaVera2.3%Gl,1.75Ca, staysafe,2.5L,LC2 | 4046241107937, 4046241107920 | STAY.SAFE BICAVERA 2500 ml
F00006377 | bicaVera4.25%Gl,1.25Ca,sleepsafe3.0L,LC2 | 3400930083321, 4046241092110, 4046241092127 | SLEEP.SAFE BICAVERA 3000 ml
F00006374 | bicaVera4.25%Gl,1.25Ca,sleepsafe5.0L,LC2 | 4046241092172, 3400930083338, 4046241092189 | SLEEP.SAFE BICAVERA 5000 ml
F00006364 | bicaVera4.25%Gl,1.25Ca, staysafe2.0L,LC2 | 3400930083307, 4046241092370, 4046241092387 | STAY.SAFE BICAVERA 2000 ml
F00007759 | bicaVera4.25%Gl,1.75Ca,sleepsafe3.0L,LC2 | 4046241107845, 4046241107852 | SLEEP.SAFE BICAVERA 3000 ml
F00007762 | bicaVera4.25%Gl,1.75Ca,sleepsafe5.0L,LC2 | 4046241107784, 4046241107791 | SLEEP.SAFE BICAVERA 5000 ml
F00007748 | bicaVera4.25%Gl,1.75Ca, staysafe2.0L,LC2 | 4046241107357, 4046241107364 | STAY.SAFE BICAVERA 2000 ml
F00007756 | bicaVera4.25%Gl,1.75Ca,stay safe2.5L,LC2 | 4046241107913, 4046241107906 | STAY.SAFE BICAVERA 2500 ml
1010851 | BIDON 3.5L. |  | Others
100229E | BIOCONECTOR HD |  | Other Consumables
6316991 | BIRM FILTERING MATERIAL 28 LITER BAG | 4046241017571 | Spare Parts prefiltration FWT
6457141 | BISAGRA PLÁSTICO PANEL ELECTRÓNICO | 4046241011715 | SP Small Parts
M479051 | BIT HOLDER W.FLEXIBLE BLADE INCL. BITS | 4039361007638 | SP Tools
F50013735 | BIT INSERT WITH SAFETY PIN TORX TX20x70 | 4039361263874, 4039361241711 | Spare Parts Sleep.Safe Harmony
F40016625 | BIT KIT NXSTAGE DEVICES | 4039361250331, 4039361186203 | SP Tools
F40005703 | BLOCK CONCENTRATE 0-0° FWT | 4039361151256 | Dialysis Concentrate Distribution Loop
F40018886 | BLOCK CONCENTRATE 0-90-0° FWT | 4039361203191 | SP Aquasafe
F40019137 | BLOCK SALT FWT | 4039361214210 | Spare parts WT Accessories
9797691 | BLOOD HEATER 230V ASTOFLO ADS | 4046241065053 | Device Heater
F40011397 | BLOOD LEAK DETECTOR FROM EC220 MULTI | 4039361176815 | SP Multifiltrate
F40005713 | BLOOD LEAK DETECTOR MULTI | 4039361158194 | Spare parts multi
F40015774 | BLOOD LEAK DETECTOR SYSTEM ONE | 4039361185435 | Spare Parts NxStage
F50018946 | BLOOD LEAK DETECTOR WITH PCB 1245 | 4039361255572 | Spare parts 6008
M356321 | BLOOD PRESSURE MONITOR (BPM) 5008/S | 4046241005110 | BPS 08/BPM
M284321 | BLOOD PUMP COMPLETE MULTIFILTRATE | 4046241031003 | SP Multifiltrate
670746FA | BLOOD PUMP MODULE VEN./S. NEEDLE 4008 |  | SP 4008/2008A
6299011 | BLOOD VOLUME MONITOR - BVM 4008 | 4039361034788 | BVM
6744531 | BLOQUE BI BAG COMPLETO 4008 | 4046241006858 | SP 4008/2008A
6363901 | BLOQUE COMPL. CAUDALIMETRO AQUABPLUS | 4039361010027 | ET AQUABPLUS
M328931 | BLOQUE DE MAQUINA CPL. SLEEP.SAFE | 4046241032222 | SP Sleep.Safe
R328931 | BLOQUE DE MAQUINA REPARADO SLEEP.SAFE |  | SP Sleep.Safe
M345031 | BLOQUE DESINFECCION AMARILLO 5008/S | 4046241004151, 4046241145281 | SP 5008
M345041 | BLOQUE DESINFECCION NEGRO 5008/S | 4046241004168, 4046241145038 | SP 5008
M356391 | BLOQUE DE VÁLVULAS EN LÍNEA 5008S | 4046241002829 | Spare parts 5008S
M319621 | BLOQUE DIALIZANTE 5008/S | 4046241004502 | SP 5008
M362031 | BLOQUE FILTRO ENTRADA AGUA 5008/S | 4046241057348 | SP 5008
6349511 | BLOQUE MEDIDA PRESION CDS3 | 4046241065930 | SP MVZ
M538751 | BLOQUE NEUMATICO 6008 | 4039361130213 | Spare parts 6008
M324251 | BLOQUE PRESION CAMARA BAL. 5008/S | 4046241004533 | SP 5008
M538541 | BLOQUE SENSORES ACTUADORES 6008 | 4039361133085 | Spare parts 6008
M475491 | Bloque separador de aire de Bibag | 4039361011864 | SP 4008/2008A
6363811 | BLOQUE TOMA MUESTRA SEPTUM AQUAB | 4039361009830 | SP WT Kosmed
F40009457 | BLOQUE V40 CON TUBERIA * AQUABPLUS | 4039361163501 | SP WT Kosmed
6723151 | BLOQUE VALVULAS 4008 | 4046241006544 | SP 4008/2008A
6770441 | BLOQUE VÁLVULAS AUTOPRIME 4008 | 4046241007183, 4046241145007 | SP 4008/2008A
6716881 | BLOQUE VÁLVULAS COMPLETO 4008E/H | 4046241006278 | SP 4008/2008A
M357421 | BLOQUE VALVULAS CON 2 EV 5008S | 4046241002836 | Spare parts 5008S
M353261 | BLOQUE VALVULAS CON 2 VALVULAS 5008 | 4046241004557 | SP 5008
M340111 | BLOQUE VALVULAS CON 3 VALVULAS 5008/S | 4046241004540 | SP 5008
M333321 | BLOQUE VALVULAS DESINFECCION 5008/S | 4046241004564 | SP 5008
M320121 | BLOQUE VALVULAS ENTRADA AGUA 5008/S | 4046241004458 | SP 5008
M361091 | BLOQUE VALVULAS ONLINE 5008 | 4046241009316 | SP 5008
M325011 | BLOQUE VALVULAS V86/87 4008B/S | 4046241032123 | SP 4008/2008A
F50020690 | BLUTDRUCK-MESSSCHLAUCH gerade 4/5/S 6008 | 4039361259679, 4039361257279 | Spare parts 4008S V10
5072751 | Bolsa de tela para prolongador L |  | other CAPD accessories
5072741 | Bolsa de tela para prolongador M |  | other CAPD accessories
5015091 | BOLSA DRENAGE 2L. | 4046241046724, 4039361063320, 4039361020118 | Bloodline Accessories ETO
ES00000031 | Bolsa Entrenamiento PD |  | other CAPD accessories
100227E | BOLSA PARA CATETERES HD 16X5 |  | other PD Catheter
3005211 | BOLSA TELA PROLONGADORES |  | Other products, not therapy specific
ES3005211 | BOLSA TELA PROLONGADORES |  | Other products, not therapy specific
F40019396 | BOLT DRAWER SLS SLSH | 4039361235277, 4039361214388 | SP Sleep.Safe
M334281 | BOLZENZIEHER SLEEP.SAFE | 4046241043907 | SP Sleep.Safe
F50012377 | BOMBA ASPAS ROTATIVAS 50 Hz AQUAUNO | 4039361240059 | SP Aqua DAS
F40012945 | BOMBA ASPAS ROTATORIAS 50 Hz AQUAUNO | 4039361176075 | SP Aqua DAS
100098E | BOMBA CHI 4-50 |  | SP Other HD-Devices
M307151 | BOMBA CONCENTRADO UNIVERSAL ÁCIDO 8V | 4046241007428 | SP 4008/2008A
F40012946 | BOMBA CPL CON MOTOR 230V/50Hz *AQUAUNO | 4039361176105 | SP Aqua DAS
6707051 | BOMBA DESAIREADORA 4008 | 4046241006056 | SP 4008/2008A
6707451 | BOMBA DE SANGRE ARTERIAL | 4046241006100 | SP 4008/2008A
670746C | BOMBA DE SANGRE SN |  | SP 4008/2008A
M488481 | BOMBA DESGASIFICADORA GF 4008 5008 | 4039361007874, 4039361261597 | SP 4008/2008A
F40002597 | BOMBA DESGASIFICADORA R2 4008 5008 | 4039361170196 | SP 4008/2008A
M280161 | BOMBA DIALIZADORA COMPL. 24V MULTIFILTRA | 4046241029932 | SP Multifiltrate
6030631 | BOMBA DOSIFICADORA 20 ML (CLEAR SURF) |  | Miscellaneous 3rd party products
M280141 | BOMBA FILTRADO COMPLETA MULTIFILTRATE | 4046241029918 | SP Multifiltrate
6345531 | BOMBA GRUNDFOS CRN 5-24 AquaSAFE/B/B-DUO | 4046241057386 | SP CMS 08
F50012275 | BOMBA GRUNDFS CR 5-16 AQUA A | 4039361240202 | Spare parts AquaA
M324781 | BOMBA HEPARINA 20 ML. 4008 | 4046241007480 | SP 4008/2008A
M324801 | BOMBA HEPARINA 30ML WHITE 4008 | 4046241007497 | SP 4008/2008A
M439281 | BOMBA HEPARINA 5008/S | 4046241054781, 4046241145052 | Spare parts 5008S
M280901 | BOMBA HEPARINA i50 CPL. MULTIFILTRATE | 4046241030440 | SP Multifiltrate
M396901 | BOMBA HEPARINA UNIDAD 5008S | 4046241062083 | Spare parts 5008S
6349561 | BOMBA MEMBRANA CDS3 | 4046241066876 | SP MVZ
M390201 | BOMBA MEMBRANA EXCENTRICA UNIV.5008/S | 4046241063189 | SP 5008
6327781 | BOMBAPROCON AQUAWTU 125L | 4046241019391 | SP FWT Filter
6327791 | BOMBAPROCON AQUAWTU 250L | 4046241019407 | SP FWT Filter
F50012333 | BOMBA (ROTARY VANE PUMP 250L VERSION) | 4039361239473 | SP FWT Filter
6722691 | BOMBA SEPARADORA AIRE CPL. *2008A | 4046241023237 | SP 4008/2008A
M280151 | BOMBA SUSTITUCION COMPLETA MULTIFILTRATE | 4046241029925 | SP Multifiltrate
6707061 | BOMBA ULTRAFILTRACION CPL 4008 | 4046241006063 | SP 4008/2008A
6347731 | BOMBA VENTURY EX EC30 AquaWTU 250 | 4046241011784 | SP FWT Filter
F40005667 | BOQUILLA CIERRE DN4 G1/4" PPSU FWT | 4039361151225 | Dialysis Concentrate Distribution Loop
6349731 | BOQUILLA CIERRE DN 4 R 1/4" PVDF MSC | 4046241067484 | Dialysis Concentrate Distribution Loop
6340641 | BOQUILLA INOX D6 1/4" AQUAUNO | 4046241020915 | SP Aqua DAS
ES100223E | BOTE PLASTICO 1/2L tapon rojo p/quimica |  | Other Consumables
100223E | BOTE PLASTICO 1/2L tapon rojo p/quimica |  | Other Consumables
M284101 | BOTON SELECTOR ROTATORIO PANTALLA MFT | 4046241030624 | SP Multifiltrate
M508401 | BPM2 MODULO 4008S V10 5008/S | 4039361133214 | SP 5008
F50017396 | BPM3 MODUL 4008SV10 5008S 6008 | 4039361264437, 4039361264901, 4039361264826, 4039361262723 | Spare parts 5008S
F40017050 | BPM CUFF 17-24CM SIZE S | 4039361189839 | Spare parts 4008S V10
F40017053 | BPM CUFF 50-70CM SIZE XL | 4039361189860 | Spare parts 4008S V10
M356181 | BP-MEAS. TUBE (RECTUS) L=3.5M 4008/5008 | 4046241010336 | SP 5008
M436581$ | BPM MODULE 4008 |  | BPS 08/BPM
M435211 | BPM MODULE 5008/S 4008S V10 | 4046241023169 | BPS 08/BPM
M436581 | BPM MODULO 4008 | 4046241067040 | BPS 08/BPM
5023611FA | BPM MONITOR ENGLISH 4008 |  | BPS 08/BPM
F50005767 | BRACKET ACTUATOR BOARD SW3.0 SLSH | 4039361224684 | Spare Parts Sleep.Safe Harmony
F00006501 | BRACKET/MOUNTINGS COVER PLATE | 4039361120139 | MediaP
F40017049 | BRAZALETE 13-17CM Size XS | 4039361189822 | Spare parts 4008S V10
F40017052 | BRAZALETE 34-50CM Size L | 4039361189853 | Spare parts 4008S V10
F40018368 | BRAZO RUEDA UNIT-CART TROLLEY | 4039361199456, 4039361246372 | Spare Parts Consoles
6327871 | BREAK TANK EC<30 AquaWTU | 4046241019476 | SP FWT Filter
6435861 | BRIDA 203MM LARGO/100 UD | 4046241011678 | SP Small Parts
5372141 | BRIDA 3,7MM/290MM BLANCA/100 UD | 4046241042351 | SP Small Parts
6717211 | BRIDA CLAMP DE PLASTICO | 4046241093483 | SP Small Parts
M280681 | BRIDAS TIPO SIERRA PEQUEÑA MULTIFILTRATE | 4046241030303 | SP Multifiltrate
F40017307 | BRINE TANK 340 LITERS WITH LID | 4039361196240 | Spare parts WT Accessories
M547501 | BRINE TANK FOR SOFTENER E080/E150 FWT | 4039361118501, 4039361222895 | Spare parts WT Accessories
F40017313 | BRINE TUBE 100MM FOR SBE 190 | 4039361204723 | Spare parts WT Accessories
F40017312 | BRINE TUBE WITH COVER FOR SBE 140 | 4039361204716 | Spare parts WT Accessories
6361381 | BRINE VALVE FOR SOFTENER E225T | 4046241051582 | Spare Parts prefiltration FWT
F956491 | BSL 2001ec KIT BASICO EURO FINESSE/TDMS | 4046241054279 | Finesse Export
676933C | BTM MODULO | 4039361011420 | BTM
ES676933C | BTM MODULO |  | BTM
6519921 | BTM Retrofit KIT W / O OPERAT.INSTR | 4039361044435 | BTM
F40000824 | BUFFER (DOOR) 6008 | 4039361132286 | Spare parts 6008
M284711 | BUMPER MULTIFILTRATE | 4046241031324 | SP Multifiltrate
F00000286 | BURETA PARA SISTEMA PD PAED | 4046241053562 | SP Sleep.Safe
6347001 | BUS COUPLER BK9000 GRX pl. Aqua A2/HT | 4046241069150 | SP WTU
F40015831 | BUTTON HEAD SCREWS #8-32 X 3/8" TORX | 4039361215019 | Spare Parts NxStage
F00012327 | BUTTONHOLE CANULA 15 GA 1,8x25mm 856-BH |  | Arterial
F00012331 | BUTTONHOLE CANULA 15 GV 1,8x25mm 856-BH |  | Venous
F00012325 | BUTTONHOLE CANULA 16 GA 1,6x25mm 656-BH |  | Arterial
5078761 | BUTTONHOLE NEEDLE 15 GA 1,8x20mm 846-BH |  | Arterial
TMD000561 | BUTTONHOLE NEEDLE 15 GA 1,8x20mm 846-BHS | 34044071279214 | Arterial
F00012326 | BUTTONHOLE NEEDLE 15 GA 1,8x20mm 846-BHS |  | Arterial
M319601 | BYPASS BLOQUE 5008/S | 4046241004519 | SP 5008
6340751 | CABEZA BOMBA AQUAUNO | 4046241021011 | SP Aqua DAS
6751421 | CABEZA DE ENGRANAJES | 4046241004311, 4046241121889, 4046241136180 | SP 4008/2008A
6315141 | CABEZA DE ENGRANAJES CDS08 (SISTEMA C.) | 4046241142204, 4046241017380 | SP MVZ
6338561 | CABEZA KINÉTICO 213s OD | 4046241020519 | SP Water/RO 08
6338541 | CABEZA KINÉTICO CP 210s OD | 4046241020502 | SP Water/RO 08
6777341 | CABEZAL BI BAG 4008 NEW | 4046241012651 | SP 4008/2008A
6778161 | CABEZAL BIBAG B/S | 4046241034813 | SP 4008/2008A
F40015843 | CABEZAL BOMBA AGUA TIPO 313 CON PLACA MO | 4039361232108 | Spare Parts NxStage
F30000265 | cabezal de bomba deltastream DP3 1/4" | 4057224002248 | Others Medos-Case
F30000184 | cabezal de bomba deltastream DP3 3/8" | 4057224002224 | Others Medos-Case
6327981 | CABEZAL DE CONTROL DE SUAVIZANTE | 4046241019582 | SP FWT Filter
F40019666 | CABEZAL ENGRANAJES R2 | 4039361261160, 4039361224882 | Spare Parts 4008A
F40001818 | CABEZA MODULO DERECHA EC30 AQUAWTU 250 | 4039361135577 | SP FWT Filter
M281291 | CABEZA MONITOR PRE-MONTADA MFT | 4046241059502 | SP Multifiltrate
M480291 | CABLE 2008 - UDL 2.5m TDMS | 4039361004866 | TDMS Spare Parts
M330811 | CABLE 20-POLES MONITOR SWIVEL ARM | 4039361137182 | SP 5008
6752351 | CABLE 20-POLES SHIELDED 88CM LONG 4008 | 4046241006933 | SP 4008/2008A
6752341 | CABLE 26 PINS (VÁLVULAS) | 4046241006926 | SP 4008/2008A
F927721 | CABLE 5008 - WALL FINESSE/TDMS | 4046241055832 | TDMS Spare Parts
6752331 | CABLE 50 PINS BOMBAS | 4046241006919 | SP 4008/2008A
6758241 | CABLE 50-POLES SHIELDED L=175CM 4008B/S | 4046241006988 | SP 4008/2008A
F40007038 | CABLE 50 POL. MOTHERBOARD - DISPLAY | 4039361158071 | ET AQUABPLUS
M369401 | CABLE ADAPTADOR AquaUNO-5008 | 4046241044300 | SP 5008
6720221 | CABLEADO EV. CÁMARA BALANCES | 4046241038248 | SP 4008/2008A
5070591 | CABLE ALIMENTACION CON ENCHUFE EU BEP | 4039361008949 | SP Dialysis Chairs
M562761 | CABLE ALIMENTACION ENCHUFE SCHUKO SELEXA | 4039361125509 | SP Dialysis Chairs
6340601 | CABLE ALIMENTACION SCHUKO GRIS AQUAUNO | 4046241135381, 4046241020878 | SP Aqua DAS
F40020235 | CABLE ASSY DFR TO PCM GEN 2 BUNDLE | 4039361232085 | Spare Parts NxStage
F50008502 | CABLE ASSY DIST TO INTERMEDIATE KIT | 4039361256722 | Spare Parts NxStage
6720381 | CABLE BATERIA RECARGABLE 2,4M | 4046241006438 | SP 4008/2008A
6720271 | CABLE BOMBAS 4008B/S | 4046241057201 | SP 4008/2008A
6760541 | CABLE CAN MÓDULOS (CABLE CORTO) | 4046241005233 | SP 4008/2008A
F00001213 | Cable channel 70x130 w.cover,white | 4039361126551, 4039361060114 | MediaR
F00001214 | Cable Channel-End Cap for 70x130, white | 4039361060121 | MediaR
M387371 | CABLE CONEX. DET. AIRE ABD 25 CM 5008/S | 4046241067231 | SP 5008
M335791 | CABLE CONEXION 2-POLOS 1.8M L. 5008/S | 4046241003864 | SP 5008
M327091 | CABLE CONEXION 2-POLOS 34CM LONG 5008 | 4046241004830, 4046241121193 | SP 5008
M388501 | CABLE CONEXION CALENTADOR 4-POLOS 4008 | 4046241051759 | SP 4008/2008A
F50010124 | CABLE CONEXIÓN CALIBRACIÓN BASCULA*MULTI | 4046241125689 | SP Test Control Units
F00006700 | CABLE CONEXION CDS3 3M | 4039361123840 | CDS3
M328771 | CABLE CONEXION DET.NIVEL L=30CM 5008/S | 4046241005219 | SP 5008
F40007584 | CABLE CONEXION MOTOR BOMBA - SENSORBOX * | 4039361168216, 4039361262976 | Spare Parts Consoles
M395301 | CABLE CONEXION P.VENOSA/SN 5008/S | 4039361115074 | SP 5008
F40007594 | CABLE CONEXION SENSORBOX *CONSOLE | 4039361243296, 4039361168360 | Spare Parts Consoles
M375251 | CABLE CONTROL 3M 4008>AQUA UNO / C UNO H | 4046241029840 | SP 4008/2008A
F40003091 | CABLE CORTO SENSOR NIVEL *5008/S | 4039361137373 | SP 5008
M334271 | CABLE DE ALIMENTACION SLEEP.SAFE | 4046241032512 | SP Sleep.Safe
F38350001 | Cable de presión IPS | 4057224901213 | Accessories Acute Heart & Lung
M364331 | CABLE DE RED CRUZADO 5008 | 4046241013832 | SP Test Control Units
F50008501 | CABLE DOOR LIMIT SWITCH BUNDLE *VERSI HD | 4039361254094 | Spare Parts NxStage
F40015732 | CABLE DOOR LIMIT SWITCH SYSTEM ONE | 4039361183905 | Spare Parts NxStage
F00010871 | Cable duct MediaR P/D/C | 4039361207052 | MediaR
M300441 | CABLE F. CSP SLEEP.SAFE | 4046241043648 | SP Test Control Units
M337461 | CABLE F.EXTERNAL SENSORIK FOR UMED | 4046241035070 | SP Test Control Units
6764971 | CABLE FLEX.30-POLOS 62MM LARGO 4008H/S | 4046241007084 | SP 4008/2008A
F40001324 | CABLE FRENO 245,5 MM 5008 | 4039361132354 | SP 5008
F40001323 | CABLE FRENO 362,5 MM 5008 | 4039361132347 | SP 5008
6713941 | CABLE FRENO 385MM 4008/4008S V10 | 4046241006193 | SP 4008/2008A
F40005870 | CABLE FUENTE ALIM. CARTA MADRE AQUABPLUS | 4039361150747 | SP WT Kosmed
M324361 | CABLE FUENTE ALIMENTACION 4008/ 5008 | 4046241004823 | SP 5008
6720401 | CABLE FUENTE DE ALIMENTACIÓN 4008 B/S | 4046241012125 | SP 4008/2008A
F923431 | CABLE GAMBRO–BSL INCL. DRIVER 2,5M | 4046241055689 | TDMS Spare Parts
M396331 | CABLE HARNESS CDS1 5008S | 4039361113728 | Spare parts 5008S
M403761 | CABLE HARNESS SET NO.3 HYDRAULICS 5008 | 4046241067422 | SP 5008
M403771 | CABLE HARNESS SET NO.4 HYDRAULICS 5008 | 4046241067439 | SP 5008
M403781 | CABLE HARNESS SET NO.5 HYDRAULICS 5008 | 4046241067446 | SP 5008
F40015791 | CABLE J1 PUREFLOW | 4039361185503 | Spare Parts NxStage
F40015794 | CABLE J2 PUREFLOW | 4039361185510 | Spare Parts NxStage
F40003092 | CABLE LEVEL SENSOR LONG *5008/S | 4039361137380 | SP 5008
M434491 | CABLE LP1096-LP1098 BCM 3.2 | 4046241013092 | SP BCM
M428041 | CABLE LP1097-LP1095 BCM | 4046241013290 | SP BCM
6721111 | CABLE LP-624 A MOTOR | 4046241044348 | SP 4008/2008A
M351351 | CABLE PARA ELECTRODOS DE BCM | 4046241067248 | BCM Accessories
6348921 | CABLE PATCH 0.5M CAT7 AquaA | 4046241060485 | Spare parts AquaA
6596421 | CABLE PE SOCKET - CENTER PLUG | 4039361123116 | Spare parts multi
M371311 | CABLE PLANO 10 POLOS 30CM 5008S | 4039361018566 | Spare parts 5008S
M335661 | CABLE PLANO 10-POLOS LARGO 28 CM 5008 | 4039361018573 | SP 5008
6760531 | CABLE PLANO 16-POL.F.CAN L=60CM 4008 | 4046241007015 | SP 4008/2008A
M396561 | CABLE PROGRAMACION BCM | 4046241068801 | SP BCM
F921581 | CABLE RHEWA 83Z/83PLUS FINESSE/TDMS | 4039361012502 | TDMS Spare Parts
M445051 | CABLE RIZADO BPM 3.5 M 4008/5008 | 4039361097677, 4039361237028 | SP 5008
M284861 | CABLE RS-232 D-SUB 9-POLES L=3M | 4046241031478 | SP Test Control Units
F40020255 | CABLE SB, 2.5M (REV. AD) | 4039361243661, 4039361217792 | Spare Parts Consoles
F920571 | CABLE SECA HANDLE PLUG - BSL FINESSE | 4046241056044 | TDMS Spare Parts
F920521 | CABLE SECA HANDLE PLUG FINESSE/TDMS | 4046241056006 | TDMS Spare Parts
F926371 | CABLE SECA SUB9-iSYLink FINESSE/TDMS | 4046241055160 | TDMS Spare Parts
F40012357 | CABLE SET CONNECTION CIRCUIT BOARD CDS 3 | 4039361174927 | SP MVZ
F920551 | CABLE SOEHNLE-BALANZA-BSL/iSYLink 2,5M | 4046241056037 | TDMS Spare Parts
M490631 | CABLE SOEHNLE SCALE - UDL 2.5M TDMS | 4039361106973 | TDMS Spare Parts
6347701 | CABLES SENSOR Y ACTUADOR CDS 08 | 4046241009149 | SP MVZ
M349981 | CABLE TENSION CON SUJECION VELCRO 5008/S | 4046241038606 | SP 5008
M407091 | CABLE TIE 5X165 5008S | 4046241050028 | Spare parts 5008S
6546911 | CABLE TIERRA BLOQUE FUNCION SLEEPSAFE | 4046241043310 | SP Small Parts
6546921 | CABLE TIERRA F.P.C.B. LP961 SleepSafe | 4046241043327 | SP Small Parts
F40011907 | CABLE TRAFFIC LIGHT CDS 3 | 4039361174606 | SP MVZ
M435751 | CABLE USB ST(A)-ST(B) BCM 3.2 | 4046241013276 | SP BCM
F40010891 | CABLE WITH PLUG FOR UV-LAMP FROM EC043 | 4039361166977, 4039361227807 | SP FWT Filter
F38350044 | Caja de Sensores Xenios | 4057224903705 | Accessories Acute Heart & Lung
3009021 | CAJA MATERIAL FUNGIBLE DP AUTOMATICA |  | Other products, not therapy specific
3009011 | CAJA MATERIAL FUNGIBLE DP MANUAL |  | Other products, not therapy specific
ES00000084 | CAJA MATERIAL FUNGIBLE PD MENOR |  | Other products, not therapy specific
EMBALA3 | cajas ODL 500+bolsa |  | Contract Components
M328941 | CAJON CPL. SLEEP.SAFE | 4046241032239 | SP Sleep.Safe
6367791 | CALENTADOR 100-240V AQUA C UNO H | 4039361093396 | Spare parts AquaC
ES00000702FA | CALENTADOR CONSOLA ECMO |  | Other Equipment Acute Heart & Lung
ES00000112 | CALENTADOR CONSOLA ECMO |  | Other Equipment Acute Heart & Lung
ES00000112FA | CALENTADOR CONSOLA ECMO |  | Other Equipment Acute Heart & Lung
ES00000702 | CALENTADOR CONSOLA ECMO |  | Other Equipment Acute Heart & Lung
100231E | CALENTADOR ECMO |  | Other Equipment Acute Heart & Lung
100231EFA | CALENTADOR ECMO |  | Other Equipment Acute Heart & Lung
F40010508 | CALENTADOR MULTI | 4039361166892 | Spare parts multi
M324851 | CALIBRACION MEDIDOR PRESION HMED |  | SP Calibration
M396551 | CALIBRATION BOX BCM | 4046241068818 | SP BCM
M540731 | CALIBRATION BOX BCM | 4039361127862 | SP BCM
M306351 | CALIBRATION CD-TEMP MEASURING DEVICE WTW | 4039361019990 | SP Calibration
F40015621 | CALIBRATION FIXTURE HIGH TEMP | 4039361185619 | Spare Parts NxStage
F40015622 | CALIBRATION FIXTURE LOW TEMP | 4039361185381 | Spare Parts NxStage
6747631 | CALIBRATION PLUG FOR BIBAG TEMPERATURE | 4046241011104 | SP Small Parts
M555851 | CALIBRATION TUBE FOR BLD MULTI | 4039361132361 | Spare parts multi
F40015626 | CALIBRATION TUBING CONDUCTIVITY | 4039361185138 | Spare Parts NxStage
M324841 | CALIBRATION UNIV. MEASURING.DEVICE UMED |  | SP Calibration
6542321 | CALOTTE COUNTERPART RIGID SLEEP.SAFE | 4046241042900 | SP Sleep.Safe
6546001 | CALOTTE MEMBRANA SLEEP.SAFE | 4046241043143 | SP Sleep.Safe
F00011568 | Calpeda booster station TWIN EASYMAT |  | Booster pump
F00011565 | Calpeda booster station TWIN E-IDOS |  | Booster pump
F00011567 | Calpeda booster station TWIN META |  | Booster pump
F00008245 | Calrecia, Calciumchloride 100 mmol/l,LC2 | 4046241122800, 4046241122794 | citrate / calcium solutions
65100074 | CALZAS DE UN SOLO USO |  | Other Disposables non-therapy specific
M427511 | CAMARA BALANCES 5008/S | 4046241054637, 4046241126068 | SP 5008
6718071 | CAMARA DE BALANCES COMPELTA 4008S/SV10 | 4046241006322 | SP 4008/2008A
6735051 | CÁMARA DE GOTEO 4008 ADS | 4046241024432 | SP Adsorption ART
M321091 | CAMARA DESGASIFICADORA 5008 | 4046241004489 | SP 5008
M361021 | CAMARA DESGAS+SEPARADOR AIRE PRIMARIO | 4046241002850 | Spare parts 5008S
M322491 | CAMARA DOSIFICADORA 5008 | 4046241004403 | SP 5008
M328721 | CAMARA ENTRADA AGUA 5008 | 4046241004465 | SP 5008
M360941 | CAMARA ENTRADA AGUA 5008S | 4046241002843 | Spare parts 5008S
5008211 | CAMARA EQUILIBRIO (DUMMY) | 4046241034202, 4046241033694 | Online HDF Filter
6525681 | CAMARA LAVADO COMPLETA 4008 | 4046241005974 | SP 4008/2008A
M353361 | CAMARA MEZCLAS 5008 | 4046241004496 | SP 5008
M320841 | CAMARA SEPARACION AIRE SECUNDARIA 5008/S | 4046241004526, 4046241135589 | SP 5008
TO00119 | CAMBIO CARBON PLANTA AGUAS |  | Service Products FWT
F40015755 | CAM HANDLE, RIGHT *CYCLER | 4039361183356 | Spare Parts NxStage
6718361 | CAÑA AMARILLA DE PURISTERIL CPL 4008 | 4046241006346 | SP 4008/2008A
M396251 | CAÑA AZUL BICARBONATO 4008 | 4046241062014 | SP 4008/2008A
F00007316 | Canal para cableado 13cmx7cnx50cn | 4039361143619 | AquaSENS
F40019628 | CANISTER CONN. 1L DESINF.BOTTLE | 4039361213787 | Spare Parts 4008A
6778001 | CANISTER CONNECTION YELLOW (DISINFECT.) | 4046241005318 | SP 4008/2008A
F40019595 | CANISTER CONNECTOR 5L YELLOW 4008/S V10 | 4039361214128 | SP Other HD-Devices
F40019597 | CANISTER CONNECTOR 6L YELLOW 4008/5008/S | 4039361213688 | SP Other HD-Devices
6416851 | CANISTER CONNECTOR YELLOW CPL. | 4046241022254 | Spare parts WT Accessories
6416911 | CANISTER SCREW CAP | 4046241013702 | SP Small Parts
F39510000 | Cánula 21Fr y 38 cm | 4037691589978 | Cannulas iLA
F39510001 | Cánula 23Fr y 38 cm | 4037691582610 | Cannulas iLA
F33510000 | Cánula single lumen 23F x 55 cm | 4037691583136 | Cannulas iLA
F39510002 | CANULA SINGLE LUMEN 25F X 38 CM | 4037691582726 | Cannulas iLA
6349271 | CAPACITOR 8µF 400V AquaUNO | 4046241063226 | SP Aqua DAS
F40013115 | CAPA (GRIP DISC FOR ROTOR) | 4039361174910 | Spare parts 6008
F00007704 | CAPD17,1.5%Gl,1.25Ca,sleepsafe,5.0L,LC2 | 4046241107036, 4046241107043 | SLEEP.SAFE CAPD/DPCA 5000ml
F00007698 | CAPD17 ,1.5%Gl,1.25Ca,stay safe,2.0L,LC2 | 4046241107159, 4046241107166 | STAY.SAFE CAPD/DPCA 2000 ml
F00007705 | CAPD19,2.3%Gl,1.25Ca,sleepsafe,5.0L,LC2 | 4046241107012, 4046241107029 | SLEEP.SAFE CAPD/DPCA 5000ml
F00007699 | CAPD19 ,2.3%Gl,1.25Ca,stay safe,2.0L,LC2 | 4046241107135, 4046241107142 | STAY.SAFE CAPD/DPCA 2000 ml
2566501 | CAPD 19 STAY.SAFE, 2000ML 9-LANGUA RC | 4046241104264, 4046241002461, 3400935376053 | STAY.SAFE CAPD/DPCA 2000 ml
F00007659 | CAPD 2,1.5%GL,1.75Ca,sleepsafe,5.0L,LC2 | 4046241105513, 4046241105520 | SLEEP.SAFE CAPD/DPCA 5000ml
F00007634 | CAPD 2,1.5%GL,1.75Ca,staysafe, 2.0L,LC2 | 4046241104912, 4046241104905 | STAY.SAFE CAPD/DPCA 2000 ml
2563981 | CAPD 2 SLEEP SAFE 5000 ML 12-LENGUAS | 4046241001228, 4046241001235 | SLEEP.SAFE CAPD/DPCA 5000ml
F00007666 | CAPD 3,4.25%Gl,1.75Ca,sleepsafe,5.0L,LC2 | 4046241105629, 4046241105612 | SLEEP.SAFE CAPD/DPCA 5000ml
F00007642 | CAPD 3,4.25%Gl,1.75Ca,staysafe,2.0L, LC2 | 4046241105070, 4046241105087 | STAY.SAFE CAPD/DPCA 2000 ml
2565981 | CAPD 3 SLEEP SAFE 5000 ML 12-LENGUAS | 4046241001273, 4046241001266, 3400935206978 | SLEEP.SAFE CAPD/DPCA 5000ml
F00007669 | CAPD 4,2.3%GL,1.75Ca,sleepsafe,5.0L,LC2 | 4046241105728, 4046241105711 | SLEEP.SAFE CAPD/DPCA 5000ml
F00007638 | CAPD 4,2.3%GL,1.75Ca,staysafe, 2.0L,LC2 | 4046241104998, 4046241104981 | STAY.SAFE CAPD/DPCA 2000 ml
2567981 | CAPD 4 SLEEP SAFE 5000 ML 12-SPR. | 3400935208170, 4046241001280, 4046241001297 | SLEEP.SAFE CAPD/DPCA 5000ml
2195501 | CAPD 4 STAY.SAFE, 2000ML 12-LENGUAS | 4046241002003, 4046241001990, 3400934739576 | STAY.SAFE CAPD/DPCA 2000 ml
ESCAPD200L | CAPD Balance |  | Daily Flat BALANCE
ESCAPD200M | CAPD Balance |  | Daily Flat BALANCE
ESCAPD200F | CAPD Balance |  | Daily Flat BALANCE
CAPD200L | CAPD Balance |  | Daily Flat Rate CAPD
CAPD200M | CAPD Balance |  | Daily Flat Rate CAPD
CAPD200F | CAPD Balance |  | Daily Flat Rate CAPD
CAPD200 | CAPD Balance |  | Daily Flat Rate CAPD
ESCAPD903 | CAPD Balance |  | Daily Flat BALANCE
CAPD903 | CAPD Balance |  | Daily Flat BALANCE
CAPD200S | CAPD Balance |  | Daily Flat Rate CAPD
CAPD903C | CAPD Balance Canary |  | Daily Flat Rate STAY
CAPD918 | CAPD Balance suppl. |  | Daily Flat Rate CAPD
ESCAPD918 | CAPD Balance suppl. |  | other PD Fluids
CAPD300L | CAPD Bicarbonate |  | Daily Flat Rate CAPD
CAPD912 | CAPD Bicarbonate |  | Daily Flat Rate CAPD
ESCAPD300M | CAPD Bicarbonate |  | other PD Fluids
CAPD300S | CAPD Bicarbonate |  | Daily Flat Rate CAPD
ESCAPD300L | CAPD Bicarbonate |  | other PD Fluids
CAPD300F | CAPD Bicarbonate |  | Daily Flat Rate CAPD
CAPD300 | CAPD Bicarbonate |  | Daily Flat Rate CAPD
ESCAPD300F | CAPD Bicarbonate |  | other PD Fluids
ESCAPD912 | CAPD Bicarbonate |  | other PD Fluids
CAPD300M | CAPD Bicarbonate |  | Daily Flat Rate CAPD
CAPD912C | CAPD Bicarbonate Canary |  | Daily Flat Rate CAPD
CAPD916 | CAPD Bicarbonate suppl. |  | Daily Flat Rate CAPD
ESCAPD916 | CAPD Bicarbonate suppl. |  | other PD Fluids
ESCAPD931L | CAPD Sesión Balance |  | Daily Flat BALANCE
CAPD931L | CAPD Sesión Balance |  | Daily Flat Rate CAPD
CAPD931F | CAPD Sesión Balance |  | Daily Flat Rate CAPD
CAPD931 | CAPD Sesión Balance |  | Daily Flat Rate CAPD
ESCAPD931M | CAPD Sesión Balance |  | Daily Flat BALANCE
ESCAPD931F | CAPD Sesión Balance |  | Daily Flat BALANCE
CAPD931M | CAPD Sesión Balance |  | Daily Flat Rate CAPD
CAPD932 | CAPD Sesión Bicarbonate |  | Daily Flat Rate CAPD
CAPD932L | CAPD Sesión Bicarbonate |  | Daily Flat Rate CAPD
CAPD932M | CAPD Sesión Bicarbonate |  | Daily Flat Rate CAPD
CAPD932F | CAPD Sesión Bicarbonate |  | Daily Flat Rate CAPD
ESCAPD932F | CAPD Sesión Bicarbonate |  | other PD Fluids
ESCAPD932L | CAPD Sesión Bicarbonate |  | other PD Fluids
ESCAPD932M | CAPD Sesión Bicarbonate |  | other PD Fluids
CAPD250 | CAPD Sesiones Balance BV |  | Daily Flat Rate CAPD
ESCAPD250L | CAPD Sesiones Balance BV |  | Daily Flat BALANCE
CAPD250L | CAPD Sesiones Balance BV |  | Daily Flat Rate CAPD
CAPD250M | CAPD Sesiones Balance BV |  | Daily Flat Rate CAPD
CAPD250F | CAPD Sesiones Balance BV |  | Daily Flat Rate CAPD
ESCAPD250M | CAPD Sesiones Balance BV |  | Daily Flat BALANCE
ESCAPD250F | CAPD Sesiones Balance BV |  | Daily Flat BALANCE
CAPD350M | CAPD Sesiones Bicarbonate BV |  | Daily Flat Rate CAPD
ESCAPD350F | CAPD Sesiones Bicarbonate BV |  | other PD Fluids
CAPD350L | CAPD Sesiones Bicarbonate BV |  | Daily Flat Rate CAPD
CAPD350 | CAPD Sesiones Bicarbonate BV |  | Daily Flat Rate CAPD
ESCAPD350L | CAPD Sesiones Bicarbonate BV |  | other PD Fluids
ESCAPD350M | CAPD Sesiones Bicarbonate BV |  | other PD Fluids
CAPD350F | CAPD Sesiones Bicarbonate BV |  | Daily Flat Rate CAPD
CAPD150M | CAPD Sesiones Stay Safe BV |  | Daily Flat Rate STAY
ESCAPD150L | CAPD Sesiones Stay Safe BV |  | Daily Flat Rate STAY
CAPD150 | CAPD Sesiones Stay Safe BV |  | Daily Flat Rate STAY
CAPD150L | CAPD Sesiones Stay Safe BV |  | Daily Flat Rate STAY
ESCAPD150M | CAPD Sesiones Stay Safe BV |  | Daily Flat Rate STAY
CAPD150F | CAPD Sesiones Stay Safe BV |  | Daily Flat Rate STAY
ESCAPD150F | CAPD Sesiones Stay Safe BV |  | Daily Flat Rate STAY
CAPD930M | CAPD Sesión Stay Safe |  | Daily Flat Rate CAPD
CAPD930L | CAPD Sesión Stay Safe |  | Daily Flat Rate CAPD
CAPD930 | CAPD Sesión Stay Safe |  | Daily Flat Rate CAPD
ESCAPD930F | CAPD Sesión Stay Safe |  | Daily Flat Rate STAY
ESCAPD930L | CAPD Sesión Stay Safe |  | Daily Flat Rate STAY
CAPD930F | CAPD Sesión Stay Safe |  | Daily Flat Rate CAPD
ESCAPD930M | CAPD Sesión Stay Safe |  | Daily Flat Rate STAY
CAPD100L | CAPD Stay Safe |  | Daily Flat Rate CAPD
CAPD905 | CAPD Stay Safe |  | Daily Flat Rate STAY
CAPD100F | CAPD Stay Safe |  | Daily Flat Rate CAPD
CAPD100M | CAPD Stay Safe |  | Daily Flat Rate CAPD
ESCAPD100M | CAPD Stay Safe |  | Daily Flat Rate STAY
ESCAPD100F | CAPD Stay Safe |  | Daily Flat Rate STAY
CAPD100 | CAPD Stay Safe |  | Daily Flat Rate CAPD
ESCAPD905 | CAPD Stay Safe |  | Daily Flat Rate STAY
ESCAPD100L | CAPD Stay Safe |  | Daily Flat Rate STAY
CAPD155L | CAPD Stay Safe BV |  | Daily Flat Rate CAPD
CAPD155 | CAPD Stay Safe BV |  | Daily Flat Rate CAPD
CAPD155F | CAPD Stay Safe BV |  | Daily Flat Rate CAPD
CAPD155M | CAPD Stay Safe BV |  | Daily Flat Rate CAPD
6756381 | CAPSULA DE PROTECCION INTERRUP. SLEEP.SA | 4046241043471 | SP Small Parts
M314741 | CAPUCHÓN CPL ÉMBOLO HEPARINA 20 ML | 4046241010558 | SP 4008/2008A
1050561 | CARBON ACTIVO LAVADO AL ACIDO (LITRO) |  | Spare Parts prefiltration FWT
6315341 | Carbonfilter K 130, compl. | 4039361050993 | Other Articles Water Technology
M500561 | CARCASA BCM EX 3.2 | 4039361088712 | SP BCM
6727551 | CARCASA BOMBA HEPARINA 20 ML. | 4046241023329, 4046241126181, 4046241124705 | SP 4008/2008A
6327891 | CARCASA FILTRO 10 MICRAS 9 3/4" AQUAWTU | 4046241019490 | SP FWT Filter
100202E | CARCASA FILTRO 20" |  | SP Granumix
6327881 | CARCASA FILTRO C. ACTIVO 9 3/4" AQUAWTU | 4046241019483 | SP FWT Filter
M282971 | CARCASA INFERIOR CON RUEDAS MFT | 4039361018856 | SP Multifiltrate
M300251 | CARCASA INFERIOR SLEEP.SAFE | 4046241031591 | SP Sleep.Safe
M283631 | CARCASA MODULO CICA EX EC120 MFT | 4039361116071 | SP Multifiltrate
6715781 | CARCASA SUJECCIÓN FILTRO VENTILADOR | 4046241037807 | SP Small Parts
M300261 | CARCASA SUPERIOR SLEEP.SAFE | 4046241031607 | SP Sleep.Safe
F40009218 | CARD READER USB FMT 3 | 4039361161675 | TDMS Spare Parts
ESES00000091 | Carrito Multiuso Blanco con ruedas HD |  | Other products, not therapy specific
ES00000091 | Carrito Multiuso Blanco con ruedas HD |  | Other products, not therapy specific
F30000139FA | carrito n Xenios |  | Trolleys
F30000139 | carrito n Xenios |  | Trolleys
6343481FA | CARRO AQUAUNO PORTER |  | 3rd Party Mobile Dialysis Water Supply
6324701 | CARTUCHO FILTRO CARBON RPC 5µm 20" | 4046241069860, 4046241065473 | Disposables Water Pre-Treatment
6321551 | CARTUCHO FILTRO GAC5 9 3/4' 5uM + CARBON | 4046241018219 | SP CDS
6308771 | CARTUCHO FILTRO GX 1-20" 1µm | 4046241015775 | SP Granumix
6308781 | CARTUCHO FILTRO GX5 9 3/4" 5µm | 4046241015782 | SP Granumix
6308791 | CARTUCHO FILTRO PARTICULAS GX5 20" 5µm | 4046241015799 | SP Granumix
M401791FA | CASE FOR BCM |  | BCM Accessories
M510491 | CASE MULTI | 4039361246679, 4039361123291, 4039361242015 | Spare parts multi
F50005795 | CASE SET UMED II | 4039361224677 | SP Test Control Units
6309401 | CASQUILLO PEX | 4046241015928 | Dialysis Water Distribution Loop
5016801 | CASSETTE MULTIFILTRATE | 4039361004989, 4039361004231 | multiFiltrate bloodlines / cassettes
6319921 | CASTOR DOBLE RUEDA GIRATORIA + FRENO RO | 4046241018035 | SP CMS 08
M282361 | CASTOR MFT | 4046241040692 | SP Multifiltrate
F40019858 | CASTOR SET FOR TOOL CASE RED | 4039361215781 | SP Tools
F40001301 | CASTOR WITH LOCKING MECHANISM 5008 | 4039361132330 | SP 5008
M558581 | CASTOR WITHOUT LOCKING MECHANISM 5008 | 4046241096606 | SP 5008
ES00000252 | CATETER AUTOPOSICIONABLE PD 163/60MM |  | other PD Catheter
5019971 | CATETER FAST FLOW,CUELLO CISNE 2CUFFS 63 | 4046241008869, 4039361064693, 4046241008852 | PD Catheter
5019901 | CATETER N§180 RECTO 2 CUFFS MOVILES 21CM | 4039361064686, 4046241008845, 4046241008838 | PD Catheter
5019711 | CATETER Nº416 CUELLO CISNE 2 CUFFS 34,5 | 4046241008722, 4039361064631, 4046241008739 | PD Catheter
5019721 | CATETER Nº419 CUELLO CISNE 2 CUFFS 39.5 | 4046241008746, 4039361064648, 4046241008753 | PD Catheter
5019791 | CATETER Nº916 OZ RECTO 2 CUFFS 41 CM | 4046241008821, 4046241008814, 4039361064679 | PD Catheter
5019631 | CATETER TENCKHOFF 210 PAED | 4039361064594, 4046241008647, 4046241008654 | PD Catheter
5019611 | CATETER TENCKHOFF 215 | 4046241008623, 4039361064587, 4046241008630 | PD Catheter
5019651 | CATETER TENCKHOFF 516 | 4039361064617, 4046241008692, 4046241008685 | PD Catheter
5019671 | CATETER TENCKHOFF 916 | 4039361064624, 4046241008715, 4046241008708 | PD Catheter
5019771 | CATETER TENCKHOFF COILED | 4046241008791, 4046241008807, 4039361064662 | PD Catheter
5019731 | CATETER TENCKHOFF SWAN NECK 835 | 4046241008777, 4039361064655, 4046241008760 | PD Catheter
2843211 | CATHETER ADAPTER STAY SAFE RB | 4039361064532, 4046241008494, 4039361021313, 4046241008487 | Adaptors
2843181 | CATHETER EXTENSION STAY SAFE LL 32 CM | 4039361064518, 4046241008449, 4039361020965, 4046241008456 | Catheter extensions
6327611 | CAUDALIMENTRO AQUAWTU | 4046241019223 | SP FWT Filter
6349101 | CAUDALIMETRO AquaSTORE | 4046241056778 | SP CMS 08
CCPD200L | CCPD Balance |  | DAILY FLAT RATE APD
ESCAPD917 | CCPD Balance |  | DAILY FLAT RATE APD
CCPD200M | CCPD Balance |  | DAILY FLAT RATE APD
CCPD200S | CCPD Balance |  | DAILY FLAT RATE APD
ESCCPD200F | CCPD Balance |  | DAILY FLAT RATE APD
ESCCPD200M | CCPD Balance |  | DAILY FLAT RATE APD
CCPD200 | CCPD Balance |  | DAILY FLAT RATE APD
ESCCPD200L | CCPD Balance |  | DAILY FLAT RATE APD
CAPD917 | CCPD Balance |  | Flatrates APD
CCPD200F | CCPD Balance |  | DAILY FLAT RATE APD
CCPD250M | CCPD Balance BV |  | DAILY FLAT RATE APD
ESCCPD250L | CCPD Balance BV |  | DAILY FLAT RATE APD
ESCAPD919 | CCPD Balance BV |  | DAILY FLAT RATE APD
CCPD250L | CCPD Balance BV |  | DAILY FLAT RATE APD
ESCCPD250M | CCPD Balance BV |  | DAILY FLAT RATE APD
CCPD250 | CCPD Balance BV |  | DAILY FLAT RATE APD
CCPD250S | CCPD Balance BV |  | DAILY FLAT RATE APD
ESCCPD250F | CCPD Balance BV |  | DAILY FLAT RATE APD
CCPD250F | CCPD Balance BV |  | DAILY FLAT RATE APD
CAPD919 | CCPD Balance BV |  | Flatrates APD
CAPD919C | CCPD Balance BV Canary |  | Daily Flat Rate STAY
CAPD917C | CCPD Balance Canary |  | Daily Flat Rate STAY
ESCAPD920 | CCPD Balance Supl. |  | DAILY FLAT RATE APD
CAPD920 | CCPD Balance Supl. |  | DAILY FLAT RATE APD
CCPD300S | CCPD Bicavera |  | DAILY FLAT RATE APD
ESCCPD300F | CCPD Bicavera |  | DAILY FLAT RATE APD
CCPD300L | CCPD Bicavera |  | DAILY FLAT RATE APD
CAPD922 | CCPD Bicavera |  | DAILY FLAT RATE APD
ESCCPD300L | CCPD Bicavera |  | DAILY FLAT RATE APD
CCPD300 | CCPD Bicavera |  | DAILY FLAT RATE APD
ESCAPD922 | CCPD Bicavera |  | DAILY FLAT RATE APD
CCPD300F | CCPD Bicavera |  | DAILY FLAT RATE APD
CCPD300M | CCPD Bicavera |  | DAILY FLAT RATE APD
ESCCPD300M | CCPD Bicavera |  | DAILY FLAT RATE APD
CCPD350F | CCPD Bicavera BV |  | DAILY FLAT RATE APD
ESCAPD923 | CCPD Bicavera BV |  | DAILY FLAT RATE APD
ESCCPD350M | CCPD Bicavera BV |  | DAILY FLAT RATE APD
CCPD350 | CCPD Bicavera BV |  | DAILY FLAT RATE APD
CCPD350L | CCPD Bicavera BV |  | DAILY FLAT RATE APD
ESCCPD350L | CCPD Bicavera BV |  | DAILY FLAT RATE APD
CCPD350S | CCPD Bicavera BV |  | DAILY FLAT RATE APD
ESCCPD350F | CCPD Bicavera BV |  | DAILY FLAT RATE APD
CAPD923 | CCPD Bicavera BV |  | DAILY FLAT RATE APD
CCPD350M | CCPD Bicavera BV |  | DAILY FLAT RATE APD
CAPD923C | CCPD Bicavera BV Canary |  | DAILY FLAT RATE APD
CAPD922C | CCPD Bicavera Canary |  | DAILY FLAT RATE APD
ESCAPD921 | CCPD Bicavera Supl. |  | DAILY FLAT RATE APD
CAPD921 | CCPD Bicavera Supl. |  | DAILY FLAT RATE APD
CCPD912F | CCPD Sesión Balance |  | DAILY FLAT RATE APD
CCPD912 | CCPD Sesión Balance |  | DAILY FLAT RATE APD
ESCCPD912L | CCPD Sesión Balance |  | DAILY FLAT RATE APD
ESCCPD912F | CCPD Sesión Balance |  | DAILY FLAT RATE APD
ESCCPD912M | CCPD Sesión Balance |  | DAILY FLAT RATE APD
CCPD912L | CCPD Sesión Balance |  | DAILY FLAT RATE APD
CCPD912M | CCPD Sesión Balance |  | DAILY FLAT RATE APD
ESCCPD913F | CCPD Sesión Balance BV |  | DAILY FLAT RATE APD
ESCCPD913L | CCPD Sesión Balance BV |  | DAILY FLAT RATE APD
CCPD913L | CCPD Sesión Balance BV |  | DAILY FLAT RATE APD
CCPD913M | CCPD Sesión Balance BV |  | DAILY FLAT RATE APD
CCPD913 | CCPD Sesión Balance BV |  | DAILY FLAT RATE APD
CCPD913F | CCPD Sesión Balance BV |  | DAILY FLAT RATE APD
CCPD910L | CCPD Sesión Sleep Safe |  | DAILY FLAT RATE APD
CCPD910M | CCPD Sesión Sleep Safe |  | DAILY FLAT RATE APD
CCPD910 | CCPD Sesión Sleep Safe |  | DAILY FLAT RATE APD
ESCCPD910F | CCPD Sesión Sleep Safe |  | DAILY FLAT RATE APD
ESCCPD910M | CCPD Sesión Sleep Safe |  | DAILY FLAT RATE APD
CCPD910F | CCPD Sesión Sleep Safe |  | DAILY FLAT RATE APD
ESCCPD910L | CCPD Sesión Sleep Safe |  | DAILY FLAT RATE APD
CCPD100 | CCPD Sleep Safe |  | DAILY FLAT RATE APD
CAPD910 | CCPD Sleep Safe |  | Flatrates APD
CCPD100M | CCPD Sleep Safe |  | DAILY FLAT RATE APD
ESCCPD100M | CCPD Sleep Safe |  | DAILY FLAT RATE APD
CCPD100F | CCPD Sleep Safe |  | DAILY FLAT RATE APD
ESCAPD910 | CCPD Sleep Safe |  | DAILY FLAT RATE APD
CCPD100L | CCPD Sleep Safe |  | DAILY FLAT RATE APD
ESCCPD100L | CCPD Sleep Safe |  | DAILY FLAT RATE APD
ESCCPD100F | CCPD Sleep Safe |  | DAILY FLAT RATE APD
ESCCPD150F | CCPD Sleep Safe BV |  | DAILY FLAT RATE APD
CCPD150L | CCPD Sleep Safe BV |  | DAILY FLAT RATE APD
CCPD150M | CCPD Sleep Safe BV |  | DAILY FLAT RATE APD
CCPD150 | CCPD Sleep Safe BV |  | DAILY FLAT RATE APD
CCPD150F | CCPD Sleep Safe BV |  | DAILY FLAT RATE APD
ESCCPD150L | CCPD Sleep Safe BV |  | DAILY FLAT RATE APD
ESCCPD150M | CCPD Sleep Safe BV |  | DAILY FLAT RATE APD
5087851 | CDS08 |  | CDS08
6316801FA | CDS 08 220V |  | CDS08
6316801 | CDS 08 220V AC | 4039361053376 | CDS08
63168FA | CDS 08, Central Delivery System |  | CDS08
F00013146 | CDS3/08 Smartbag 300 CAMLOCK | 4039361265502 | CDS3
F00007489 | CDS3 / CITRAT (SENSOR/LIGHT/TANKCONNEC.) | 4039361147310 | CDS3
F00006695 | CDS3 Control Unit | 4039361123796 | CDS3
F00006695FA | CDS3 Control Unit |  | CDS3
F00006696 | CDS3 Hydraulic Unit | 4039361123802 | CDS3
F00011003 | CDS Ultrafilter plus | 4039361218669, 4039361214678 | Accessories Concentrate Supply Systems
6306351 | CD-TEMPERATURE MEASURING DEVICE W/O USB | 4046241015621 | SP Test Control Units
6306341 | CD-TEMPERATURE MEASURING DEVICE W USB | 4046241015614 | SP Test Control Units
6367531 | CD-TEMP-SENSOR PT1000 AQUAC UNO H | 4039361282813, 4039361110635 | Spare parts AquaC
F40003592 | CELLULAR MODULE FOR DATACOM | 4039361163839 | Spare parts WT Accessories
6774861 | CÉLULA CONDUCTIVIDAD BIBAG | 4046241007275 | SP 4008/2008A
6529241 | CELULA CONDUCTIVIDAD BIBAG ANTIGUA | 4046241006001 | SP 4008/2008A
6740971 | CÉLULA CONDUCTIVIDAD PURISTERIL | 4046241049497 | SP 4008/2008A
M397971 | CELULA CONDUCTIVI. OCM/INDI 4008 | 4046241063141 | SP 4008/2008A
6340731 | CELULA DE CONDUCTIVIDAD AquaUNO | 4046241020991 | SP Aqua DAS
H240971 | CENTRIFUGAL PUMP CRN 5-8 HOTfeed | 4046241052961 | SP Aqua B-DUO
ES300535E | CEPILLOS PLASTICO |  | Other products, not therapy specific
300535E | CEPILLOS PLASTICO |  | Other products, not therapy specific
3005241 | CEPILLO SUAVE ESTERIL |  | Other products, not therapy specific
F50014225 | CF-CARD SOFTWARE 1.01.3 AQUASENS | 4039361241957 | SP CMS 08
F50009141 | CF-CARD SOFTWARE 4.40.0 | 4039361236045 | Spare parts AquaA
6360081 | CF-Card SW 4.31.5 Aqua A | 4046241051643 | Spare parts AquaA
F50005808 | CF CARD SW6.0 MULTI | 4039361229498 | Spare parts multi
F40007569 | CHARGING CONTACT F. BATTERY PACK CONSOLE | 4039361168803, 4039361243029 | Spare Parts Consoles
F40017855 | CHASIS SLEEP.SAFE | 4039361230630, 4039361229924, 4039361230852, 4039361256845 | SP Sleep.Safe
F40016835 | CHASIS SLSH | 4039361260019, 4039361197193 | Spare Parts Sleep.Safe Harmony
M355501 | CHECK VALVE / MINIVALVE F.HYDRO BLOCK | 4046241007688 | SP 4008/2008A
6340451 | CHECK VALVE VR1 | 4046241020724 | SP Aqua DAS
F40005807 | CHECK-VALVE WITH SPRINGS FWT | 4039361146795 | Spare parts AquaC
F50019708 | CHLORINE SENSOR AQUASENS | 4039361254988 | SP BCM
F40002899 | CHLORINE SENSOR AQUASENS | 4039361145439 | Spare parts WT Accessories
NX1000-3 | CHRONIC HI-FLOW CYCLER |  | Cycler
NX1000-3-A | CHRONIC HI-FLOW CYCLER, ROHS |  | Cycler
NX1000-3-AFA | CHRONIC HI-FLOW CYCLER, ROHS |  | Cycler
F00010395 | Ci-Ca Dialysate 2 mmol/l potassium, LC1 | 4039361223120, 4039361223113 | dialysis fluids
F00010396 | Ci-Ca Dialysate 4 mmol/l potassium, LC1 | 4039361223144, 4039361223137 | dialysis fluids
F00009639 | Ci-Ca Dialysate K2 (LC1) | 4039361184773, 4039361184780 | dialysis fluids
F00010397 | Ci-Ca Dialysate K2 Plus, 2mmol/l K+, LC1 | 4039361223151, 4039361223168 | dialysis fluids
F00001624 | Ci-Ca Dialysate K2 Plus, 5000ML | 4046241076455, 4046241076448 | dialysis fluids
F00009641 | Ci-Ca Dialysate K2 Plus (LC1) | 4039361184742, 4039361184735 | dialysis fluids
F00000431 | Ci-Ca Dialysate K4, 5000 mL | 4046241073560, 4046241073553 | dialysis fluids
F00009640 | Ci-Ca Dialysate K4 (LC1) | 4039361184766, 4039361184759 | dialysis fluids
F00010398 | Ci-Ca Dialysate K4 Plus, 4mmol/l K+, LC1 | 4039361223182, 4039361223175 | dialysis fluids
F00001625 | Ci-Ca Dialysate K4 Plus, 5000ML | 4046241076431, 4046241076424 | dialysis fluids
F00009642 | Ci-Ca Dialysate K4 Plus (LC1) | 4039361184728, 4039361184711 | dialysis fluids
9689201 | Ci-Ca Dialysat K2, 5000 ML | 4046241045888, 4046241045895 | dialysis fluids
M933391 | CICA MODULE EX EC120 MFT | 4039361094386 | SP Multifiltrate
M933391FA | CICA MODULE EX EC120 MFT |  | SP Multifiltrate
5011421FA | CICLADORA PARA DIÁLISIS PERITONEAL |  | other PD devices
M200261 | CICLADORA SLEEP SAFE | 4039361039486 | Sleep.Safe
M200261FA | CICLADORA SLEEP.SAFE |  | Sleep.Safe
6717301 | CIERRE MAGNÉTICO BOMBA (ART. UNIP. O.L.) | 4046241023220 | SP 4008/2008A
M375621 | CIERRE PUERTA CAZABURBUJAS BLANCO | 4046241013115 | SP 4008/2008A
6507521 | CIERRE PUERTA DETECTOR AIRE ULTRASONIDO | 4046241096484 | Spare Parts 2008H/K/T (USA)
F00011189 | Cifoban 136 mmol/l, SafeLock | 4046241120226, 4046241120233 | citrate / calcium solutions
F00011190 | CIFOBAN 4%, SecuNect, LC2 | 4046241120257, 4046241120240 | citrate / calcium solutions
F40002590 | CILINDRO DESBLOQUEO P.C.B. MFT MULTI | 4046241099386 | SP Multifiltrate
M375881 | CIRCLIP PLIERS 90° OFFSET 5008 | 4046241013627 | SP Tools
F00012764 | Citraflow 30 % SF PFS Twinpack |  | CitraFlow
F00012763 | Citraflow 4 % SF PFS Twinpack |  | CitraFlow
F00005157 | Citrosteril 1x5L | 4039361094171 | Citrosteril
F00005857 | CITROSTERIL 5LT | 4039361112684 | Citrosteril
ES3005781 | CLAMP AZUL (PINZA-CAPD) |  | Other products, not therapy specific
3005781 | CLAMP AZUL (PINZA-CAPD) |  | Other products, not therapy specific
5372031 | CLAMP FIJACION BPM 4008 D=5MM | 4039361007034 | SP Small Parts
M375751 | CLAMP LINEA SANGRE CON SOLENOIDE | 4046241035032, 4046241046571 | SP 4008/2008A
F40017454 | CLAMP SCREW KIT | 4039361244071, 4039361192341, 4039361261405 | Spare Parts Consoles
M428821 | CLAMP TUBOS D=8.8-9.3 5008/S | 4046241050479 | SP 5008
F40003490 | CLAMP TUBO SNP1 NEGRO | 4039361138516 | SP Small Parts
F40011949 | ‎Clave de ferrita *TOOLS | 4039361169992 | SP Tools
F40004189 | CLAW RETRIEVER 500MM | 4046241101409 | SP Tools
F00012527 | ClearSurf 2L en.de.dk.ee.es.fr.it.nl.pt | 4064791013140, 4064791013133 | Disinfection (HD) 3rd parties
5085731 | Clear Surf 2l GB/E/P/SLO | 4039361175511, 4039361175528 | ClearSurf
6030741 | Clear Surf wipes es, et, lt, pt | 4039361131210, 4039361241490 | ClearSurf
M343431 | CLIP MONTAJE P.C.B. 5008 | 4046241124699, 4046241065206 | SP 5008
F00006845 | CLIP PARA ORGANIZADOR | 4039361142933 | standard APD accessories
ES00000087 | Clorehexidina Alcoholica 2% 250ml c/pulv |  | Other products, not therapy specific
ES00000114 | CLORHEXIDINA ACUOSA 2% 100ML + PULV |  | Other products, not therapy specific
3005561 | CLORHEXIDINA ACUOSA 2%250ML+PULVERIZADOR |  | Other products, not therapy specific
900118P | CLORURO CALCICO |  | Others
900119P | CLORURO MAGNESICO |  | Others
900120P | CLORURO POTASICO |  | Others
ES00000075 | CLORURO SODICO 0,9% MEINSOL 10ML |  | Sodiumchloride Solution
1010101 | CLORURO SODICO DIALISIS (D) |  | Others
F00010183 | Closure Coupling DN 4 Nozzle 6mm | 4039361193904 | Accessories Media Supply Systems
F40005665 | CLOSURE COUPLING DN 4 NOZZLE 6MM PPSU | 4039361147051 | Spare parts WT Accessories
F00010190 | Closure coupling DN4 with nozzle 6mm PPS | 4039361193935 | Accessories Media Supply Systems
F40012621 | CLOSURE COUPLING DN6 NOZZLE 10MM MSC MSP | 4039361173319 | SP Aquasafe
F40012622 | CLOSURE COUPLING DN6 NOZZLE 7MM PVDF S/S | 4039361173326 | SP Aquasafe
F40008979 | CLOSURE COUPLING DN 6 NOZZLE WITH HEEL | 4039361161705 | Accessories Media Supply Systems
F40019136 | CLOSURE COUPLING DN 6 NOZZLE WITH HEEL | 4039361214203 | Spare parts WT Accessories
F40012603 | CLOSURE NIPPLE DN4 G1/4" PPSU FWT | 4039361173159 | Spare parts WT Accessories
F50009140 | CLOSURE NIPPLE DN 4 G 1/4" - PVDF | 4039361231736 | Spare parts WT Accessories
6311061 | CLOSURE NIPPLE DN4 R 1/4"-11MM S/S MSC | 4046241064599, 4046241142587, 4046241142099 | SP Aquasafe
F40012416 | CLOSURE NIPPLE DN6 R 1/4''-11MM S/S MSC | 4039361171247, 4046241126075 | SP Aquasafe
M329561 | COBERTURA ALOJAMIENTO MANGUITO 5008 | 4046241041545 | SP 5008
6327671 | CODO10 1/2" AQUAWTU | 4046241019285 | SP FWT Filter
6327681 | CODO 10-3/8" AQUAWTU | 4046241019292 | SP FWT Filter
6340391 | CODO 90º DIAMETRO 6-8 mm | 4046241020663 | SP Aqua DAS
6340411 | CODO 90º DIAMETRO 6 mm | 4046241020687 | SP Aqua DAS
6316031 | CODO 90° PEX 25X3,5MM, S/S | 4046241017441 | Dialysis Water Distribution Loop
M403141 | CODO RANURADO 6-6 CON CIRCLIP 5008/S | 4046241065817 | SP 5008
6344701 | CODO ROSCADO 35/8'' DESCALC.SALMUERA FWT | 4046241049732 | Spare parts WT Accessories
6340371 | CODO ROSCADO 90º 3/8" DIAMETRO 8 mm | 4046241020649 | SP Aqua DAS
M332371 | COLA LOCTITE 20ML UNIVERSAL | 4046241023107 | SP Small Parts
5067651 | COLCHONETA AZUL PASTEL NOVO X/XS | 4046241057928 | SP Dialysis Chairs
5070771 | COLCHONETA GRIS CLARO BASE | 4039361012533 | SP Dialysis Chairs
5069081 | COLCHONETA GRIS PERLA NOVO/TOP XSK | 4046241057041 | SP Dialysis Chairs
5069061 | COLCHONETA GRIS SMART | 4046241060355 | SP Dialysis Chairs
F40004578 | COLCHONETA PIECERO *SENSA *SBEP | 4039361144784 | SP Dialysis Chairs
5070741 | COLCHONETA PREMIUM GRIS CLARO BEP | 4039361012472 | SP Dialysis Chairs
F40004572 | COLCHONETA SALSA | 4039361151027 | SP Dialysis Chairs
5068381 | COLCHON TAPICERIA GRIS PERLA TOP X/CE | 4046241058161 | SP Dialysis Chairs
M381941 | COMBI PORT F.ONLINE-HDF 5008 | 4046241062717, 4046241126242 | SP 5008
F988001 | COMMUNICATION OF GAMBRO-ARTIS TO TDMS | 4039361093228 | Finesse Export
F40001790 | COMPACT FLASH SW2.3.1 SLSH | 4039361141875 | SP Sleep.Safe
M426171 | COMPACT FLASH SW3.96.4 5008 | 4046241052497 | SP 5008
M493741 | COMPACT FLASH SW4.50.6 CORDIAX 5008 | 4039361078577 | SP 5008
M528471 | COMPACT FLASH SW4.50.8 CORDIAX 5008 | 4039361112882 | SP 5008
M567801 | COMPACT FLASH SW4.57.1 CORDIAX 5008 | 4039361126582 | SP 5008
F40000916 | COMPACT FLASH SW4.57.2 CORDIAX 5008 | 4046241097085 | SP 5008
F40000917 | COMPACT FLASH SW4.57.2 CORDIAX 5008S | 4046241097092 | Spare parts 5008S
F40002481 | COMPACT FLASH SW4.58.2 CORDIAX 5008 | 4039361139438 | SP 5008
F40002482 | COMPACT FLASH SW4.58.2 CORDIAX 5008S | 4039361139452 | Spare parts 5008S
F40005349 | COMPACT FLASH SW4.62.1 CORDIAX 5008 | 4039361154035 | SP 5008
F40005350 | COMPACT FLASH SW4.62.1 CORDIAX 5008S | 4039361154042 | Spare parts 5008S
F40019200 | COMPACT FLASH SW4.63.1 5008 | 4039361218188 | SP 5008
F40019196 | COMPACT FLASH SW4.63.1 *5008S | 4039361218942 | Spare parts 5008S
F40019201 | COMPACT FLASH SW4.63.1 CDX 5008 | 4039361219116 | SP 5008
F40019197 | COMPACT FLASH SW4.63.1 CDX 5008S | 4039361219109, 4039361226787 | Spare parts 5008S
F40014217 | COMPACT FLASH SW4.63 CORDIAX 5008 | 4039361179359 | SP 5008
F40014218 | COMPACT FLASH SW4.63 CORDIAX 5008S | 4039361179366 | Spare parts 5008S
F40005712 | COMPACT FLASH SW V.2.45.0 6008 | 4039361158606 | Spare parts 6008
F50004468 | COMPACT FLASH SW V2.46.2 6008 | 4039361218935 | Spare parts 6008
6443161 | COMP. ELECTR. IC-RAM 8K X 8 STATIC 4008 | 4046241022407, 4046241124095 | SP 4008/2008A
M307351 | COMP. ELECTR. MICROCONTROLLE LP-634 2.05 | 4046241011456 | SP 4008/2008A
F40016620 | COMPINATION SPANNER 8MM | 4039361186234 | SP Tools
F40012450 | COMPRES. AID F.PEX TUBING SEMICIRCLE S/S | 4039361171728 | Spare parts WT Accessories
M484651 | COMPRESOR 5008/S | 4039361012953 | SP 5008
6730681 | COMPRESOR MÓDULO DETECTOR AIRE | 4046241006643 | SP 4008/2008A
6767131 | COMPRESOR TIPO 003D/22-1,2 4008/S V10 | 4046241007138 | SP 4008/2008A
M328641 | COMPRESSOR UNIT, COMPLETE 5008 | 4046241005080 | SP 5008
FKT0045 | CONC. ACIDO RS AX 03 1+44 SA 300 Litri | 8053303610560, 8053303610270 | Acid Concentrate (1:44) 5,4 L Bag
F00007127 | CONCENTRADO ACF 3 A12 (500L Bag-in-Box) | 4039361146429 | Acid 500 L (1:45)
F00002917 | CONCENTRADO ACF 3 A1 (500 Bag-in-Box ) | 4039361074197 | Acid 500 L (1:45)
F00002918 | CONCENTRADO ACF 3 A2 (500 L Bag-in-Box) | 4039361074159 | Acid 500 L (1:45)
F00002919 | CONCENTRADO ACF 3 A4 (500 L Bag-in-Box) | 4039361074203 | Acid 500 L (1:45)
F00002920 | CONCENTRADO ACF 3 A5 (500 L Bag-in-Box) | 4039361074210 | Acid 500 L (1:45)
F00002921 | CONCENTRADO ACF 3 A6 (500 L Bag-in-Box ) | 4039361074227 | Acid 500 L (1:45)
F00010505 | Concentratenipple PPSU incl. seal | 4039361201135 | Dialysis Concentrate Distribution Loop
M400271 | CONCENTRATE SUCTION TUBE RED 4008SV10 | 4046241055047 | Spare parts 4008S V10
F40012604 | CONCENTRATE TUBING CONNECTOR STRAIGHT PP | 4039361173166 | Spare parts WT Accessories
F40015906 | CONDO WASTE LINE TUBING TEST FIXTURE | 4039361251062 | Spare Parts NxStage
F40015751 | CONDUCTIVE STRIP *CYCLER | 4039361184889 | Spare Parts NxStage
F40015769 | CONDUCTIVITY AND WASTE LINE *PUREFLOW | 4039361185053 | Spare Parts NxStage
F50013181 | CONDUCTIVITY BLOCK ASSEMBLY KIT PFSL 4TH | 4039361250706 | Spare Parts NxStage
CPM-001 | CONDUCTIVITY PREVENTIVE MAINTENANCE |  | Others NxStage HD
F40015782 | CONDUCTIVITY SENSOR PUREFLOW | 4039361185725 | Spare Parts NxStage
6426371 | CONECTOR 4-PIN 72º SOLO | 4046241064780 | SP 4008/2008A
F40019598 | CONECTOR AMARILLO GARRAFA 2L DES. 4008 | 4039361214777 | Spare Parts 4008A
F40005556 | CONECTOR BIBAG 4008B/H/S | 4039361147389 | SP 4008/2008A
M324601 | CONECTOR BIBAG 5008 | 4046241004014, 4046241141184 | SP 5008
M375231 | CONECTOR BIBAG 5008 4008E/B/H/S | 4046241012781 | SP 4008/2008A
M440961 | CONECTOR BIBAG 5008S | 4039361077594, 4039361276676 | Spare parts 5008S
F40018376 | CONECTOR BOTELLA GAS TROLLEY | 4039361199906, 4039361246471 | Spare Parts Consoles
M356191 | CONECTOR BPM 4008/5008 | 4046241040920, 4046241009972 | SP 5008
100058E | CONECTOR CENTRALIZADO |  | SP Other HD-Devices
6419851 | CONECTOR DEL DIALIZADOR AZUL | 4046241011647 | SP 4008/2008A
F00007581 | Conector de recirculación | 4039361160203, 4039361154578, 4039361154462, 4039361154585 | Bloodline Accessories e-beam
5015971 | CONECTOR DE RECIRCULACION (1X100) | 4046241045000, 4046241052060, 4039361021436, 4039361063382 | Bloodline Accessories e-beam
F40005702 | CONECTOR DE TUBO CONCENTRADO DERECHO PP | 4039361151249 | Dialysis Concentrate Distribution Loop
F40012768 | CONECTOR DRENAJE DN 6 BOQUILLA 9MM INOX | 4039361171254 | SP Aquasafe
F40012521 | CONECTOR EN T D=12MM AquaWTU | 4039361172404, 4046241122428 | SP CMS 08
6462951 | CONECTOR HEATER | 4046241011739 | SP 4008/2008A
6312001 | CONECTOR HEMBRA 3,2 mm. PUERTO DRENAJE | 4046241016413 | SP MVZ
F40012574 | CONECTOR HIDRAULICA MACHO AQUAC UNO H | 4039361172824 | Spare parts AquaC
F40012572 | CONECTOR HIDRAULICO CON ACOPLE | 4039361172800 | Spare parts AquaC
F40012575 | CONECTOR HIDR MACHO PUERTO MUESTRAS | 4039361172831 | Spare parts AquaC
F40000558 | CONECTOR JACK AUDIO BLANCO 3.5MM MSM | 4039361132873 | Spare parts WT Accessories
M375731 | CONECTOR LUER LOCK PARA BOMBA RODILLOS 4 | 4046241013214 | SP 4008/2008A
F40012519 | CONECTOR MACHO DN6 BOQUILLA 6MM INOX | 4039361172381 | SP Aquasafe
F40012627 | CONECTOR MACHO DN6 ESPIGA 6mm FWT | 4039361277673, 4039361173364, 4039361276645 | SP Aquasafe
M496441 | CONECTOR NEGRO BIDON 1L DESINFEC. 5008/S | 4039361096632 | SP 5008
F40019629 | CONECTOR NEGRO GARRAFA 5L 5008/S | 4039361213879 | Spare parts 5008S
M512661 | CONECTOR NEGRO GARRAFA DESINF 5L 5008/S | 4039361105303 | SP 5008
F33540005 | conector NovaPort one KI-13Fr-90mm iLA |  | Cannulas iLA
F40000559 | CONECTOR PERMEADO DOBLE RECTO * MSM | 4039361131272 | Spare parts WT Accessories
F40012463 | CONECTOR PERMEADO RECTO INOXIDABLE *MSC | 4039361171872 | SP Aquasafe
M538611 | CONECTOR PRESION PUERTA 6008 | 4046241097757, 4039361248437 | Spare parts 6008
M371021 | CONECTOR RJ45 HEMBRA C. CABLE 190MM 5008 | 4046241133387, 4046241009880 | SP 5008
6419841 | CONECTOR ROJO DIALIZADOR 2008/4008 | 4046241011630 | SP 4008/2008A
1002301 | CONECTOR SIN AGUJA TEGO |  | Other Consumables
M335521 | CONECTOR SOBAG/INDIBAG 5008 | 4046241142457, 4046241003888, 4046241141085 | SP 5008
F40016793 | CONETOR DN4 CON ADAPTADOR HMED EPS | 4039361187583 | SP Test Control Units
F40004478 | CONEXION P.C.B. AQUABPLUS | 4039361144890 | ET AQUABPLUS
F50012457 | CONEXION P.C.B. *AQUA B PLUS | 4039361239862 | SP WT Kosmed
5763201 | CONEXION T PEQUENA 2008/4008 | 4046241058253 | SP Small Parts
6762101 | CONEXION T PUERTO MODULO ON LINE PLUS | 4046241064360 | SP 4008/2008A
F40015895 | CONJ.TENSOR BOMBA FLUIDO *SYSTEM ONE* | 4039361238612 | Spare Parts NxStage
F40002513 | CONJUNTO BASCULAS SUPERIORES MULTI | 4039361142193 | Spare parts multi
F40015842 | CONJUNTO BLOQUE CONDO PUREFLOW SL | 4039361222062, 4039361232429 | Spare Parts NxStage
M378211 | CONJUNTO CABLES MODULO HIDRAULICA 5008S | 4039361113711, 4039361226978 | Spare parts 5008S
F40015847 | CONJUNTO CONECTORES DRENAJE MACHO/HEMBRA | 4039361222031 | Spare Parts NxStage
M403741 | CONJUNTO SET DE CABLES N1 HIDRAULIC 5008 | 4046241067408 | SP 5008
F40015909 | CONJUNTO TUBOS DRIP TRY | 4039361232184 | Spare Parts NxStage
F40003591 | CONNECTING UNIT 20" BB DOUBLE W. BYPASS | 4039361141868 | Spare parts WT Accessories
M327981 | CONNECTION CABLE 3-POLES 1M 5008/S 6008 | 4046241004854 | SP 5008
F00010825 | Connection nozzle Ø10mm - VA (set) | 4039361206062 | AquaWTU
F40017220 | CONNECTION SET BSPT 1.25" | 4039361204655 | Spare parts WT Accessories
F40012619 | CONNECTIONS PERFORMA FWT | 4039361229054, 4039361173302 | Spare parts WT Accessories
F40015757 | CONNECTOR CONDUCTIVITY SENSOR PUREFLOW | 4039361183363 | Spare Parts NxStage
F50008699 | CONNECTOR HOUSING HARTING HAN MOD. ECO | 4039361230388, 4039361229870 | Spare Parts Granumix plus
F50014927 | CONNECTOR UNIT SHUNT INTERLOCK 5008/S | 4039361258856, 4039361242985 | Spare parts 5008S
F40013888 | CONSERVATION CMIT/MIT 1,5% | 4039361175320 | Spare parts WT Accessories
F38350043 | Consola Xenios (Linux Board) | 4057224903699 | Consoles Acute Heart & Lung
F38350043FA | Consola Xenios (Linux Board) |  | Consoles Acute Heart & Lung
F40004694 | CONSTANT CURRENT SOURCE AQUASENS | 4039361282707, 4039361144500 | Spare parts WT Accessories
6328391 | CONTACTOR DE POTENCIA DILEEM-10-G-C Aqua | 4046241019711 | SP RO 700
F40012805 | CONTACT PROTECTION POWER SWITCH SLSH | 4039361171483 | Spare Parts Sleep.Safe Harmony
M407151 | CONTADOR HORAS 4008/4008S V10 | 4046241069631 | SP 4008/2008A
1002501 | CONTENEDOR AGUJAS 2 LITROS |  | Other Consumables
ES1002511 | CONTENEDOR AGUJAS 4 LITROS |  | Other Consumables
1002511 | CONTENEDOR AGUJAS 4 LITROS |  | Other Consumables
F00010907 | CONTRATO ANALITICAS TRATAMIENTO AGUAS |  | Service Contracts cHD
F00009249 | CONTRATO MANTENIMIENTO INTEGRAL 4008 |  | Service Contracts cHD
F00009252 | CONTRATO MANTENIMIENTO INTEGRAL 5008 |  | Service Contracts cHD
F00009257 | CONTRATO MANTENIMIENTO INTEGRAL 6008 |  | Service Contracts cHD
F00009414 | CONTRATO MANTENIMIENTO INTEGRAL AQUA UNO |  | Service Contracts cHD
F00009418 | CONTRATO MANTENIMIENTO INTEGRAL Aqua WTU |  | Service Contracts cHD
F00010746 | CONTRATO MANTENIMIENTO INTEGRAL BCM |  | Service Contracts cHD
F00010759 | CONTRATO MANTENIMIENTO INTEGRAL CDS |  | Service Contracts cHD
F00009248 | CONTRATO MANTENIMIENTO INTEGRAL HD |  | Service Contracts cHD
F00009311 | CONTRATO MANTENIMIENTO INTEGRAL MULTIFIL |  | Service Contracts CRRT
F00009263 | CONTRATO MANTENIMIENTO INTEGRAL SILLON |  | Service Contracts cHD
F00011033 | CONTRATO MANTENIMIENTO INTEGRAL XENIOS |  | Service Contracts Heart & Lung
CONHD00 | CONTRATO MANTENIMIENTO MAQUINAS HD |  | Maintenance Contracts HD-Mach
CONAC00 | CONTRATO MANTENIMIENTO MULTIFILTRATE |  | MC Multifiltrate
F00009266 | CONTRATO MANTENIMIENTO PLANTA AGUAS |  | Service Contracts cHD
CONWT00 | CONTRATO MANTENIMIENTO PLANTA DE AGUAS |  | Maintenance Agreement Water Treatment
F00009250 | CONTRATO MANTENIMIENTO PREVENTIVO 4008 |  | Service Contracts cHD
F00009255 | CONTRATO MANTENIMIENTO PREVENTIVO 5008 |  | Service Contracts cHD
F00009258 | CONTRATO MANTENIMIENTO PREVENTIVO 6008 |  | Service Contracts cHD
F00011260 | CONTRATO MANTENIMIENTO PREVENTIVO AQUA U |  | Service Contracts cHD
F00009434 | CONTRATO MANTENIMIENTO PREVENTIVO AQUA W |  | Service Contracts cHD
F00009431 | CONTRATO MANTENIMIENTO PREVENTIVO BCM |  | Service Contracts cHD
F00009427 | CONTRATO MANTENIMIENTO PREVENTIVO CDS |  | Service Contracts cHD
F00009312 | CONTRATO MANTENIMIENTO PREVENTIVO MULTIF |  | Service Contracts CRRT
F00009426 | CONTRATO MANTENIMIENTO PREVENTIVO PLANTA |  | Service Contracts cHD
F00009264 | CONTRATO MANTENIMIENTO PREVENTIVO SILLON |  | Service Contracts cHD
F00009432 | CONTRATO MANTENIMIENTO PREVENTIVO XENIOS |  | Service Contracts Heart & Lung
F00011392 | CONTRATO SERVICIOS IT |  | Service Contracts cHD
M353811 | CONTROLADOR VERDE 3.3 4008 | 4046241010695 | SP 4008/2008A
F40002468 | CONTROL CABLE 12X0,5QMM REMOTE CONTROL | 4039361135836 | Electronics
TO00001 | CONTROLES TECNICOS SEGURIDAD HD |  | Service Products cHD
F40007154 | CONTROL HEAD SONFTEINER PORTABLE | 4039361156886 | Spare parts AquaC
F40017547 | CONTROL MANUAL 1 DRIVE *SALSA | 4039361199975 | SP Dialysis Chairs
F40015781 | CONTROL PANEL DISPLAY PUREFLOW | 4039361185596 | Spare Parts NxStage
F40013777 | CONTROL PANEL PUMP DRIVE GREY CONSOLE | 4039361183691, 4039361245511 | Spare Parts Consoles
F50012321 | CONTROL P.C.B. 110V/220V AQUAUNO | 4039361240288 | SP Aqua DAS
F40009980 | CONTROL P.C.B. 115/V230V AQUAUNO | 4039361166045 | SP Aqua DAS
F50012336 | CONTROL P.C.B. 115V/230V AQUAUNO | 4039361239985 | SP Aqua DAS
F40009978 | CONTROL P.C.B. 120V/240V AQUAUNO | 4039361166021 | SP Aqua DAS
F50012340 | CONTROL P.C.B. 120V/240V AQUAUNO | 4039361240226 | SP Aqua DAS
F40015933 | CONTROL P.C.B. 120V/240V AQUAUNO | 4039361190200 | SP Aqua DAS
F40011909 | CONTROL P.C.B. EC>=015 AQUAC UNO H | 4039361170066 | SP Aqua DAS
M418411 | CONTROL REMOTO 5008S | 4039361018580, 4039361230074 | Spare parts 5008S
F40009328 | CONTROL UNIT FOR 5 DRIVES SILOVO | 4039361164423 | SP Dialysis Chairs
5070051 | CONTROL UNIT MCL ECO BEP | 4039361002633 | SP Dialysis Chairs
F40019160 | CONTROL VALVE TT CI 1" *CLACK | 4039361207403 | Spare parts WT Accessories
6452151 | CORREA DENTADA BOMBA DE HEPARINA |  | SP 4008/2008A
F40018375 | CORREA TROLLEY | 4039361199890, 4039361246402 | Spare Parts Consoles
F00010191 | Coupling closure NW 6 - DN 6 - D = 7 | 4039361193942 | Accessories Media Supply Systems
F40015862 | COVER ASSEMBLY BUNDLE | 4039361239114 | Spare Parts NxStage
M454961 | COVER F. BATERY 4008B/S/SV10 | 4046241061154 | SP 4008/2008A
F40018845 | COVER FOR MODULE PIPE 139.7 | 4039361204204 | ET AQUABPLUS
M371441 | COVER FOR P.C.B. LP 1124 5008 | 4046241061918 | SP 5008
F40018844 | COVER MOD. PIPE 139.7 AB+ EC<119/B2<EC10 | 4039361204211 | ET AQUABPLUS
F00009696 | COVID-19 Rapid Test Kit |  | Other Disposables non-therapy specific
F40012456 | CPC PLUG HFCD-228-12 NW 9,6MM GRANUMIX | 4039361171797 | SP WTU
F40012458 | CPC PLUG HFCD-248-12 NW 9,6MM R 1/2" | 4039361171810 | SP WTU
M476541 | CPU PB800 EX EC520 SLEEP SAFE | 4039361007959 | SP Sleep.Safe
F40015972 | CPU P.C.B. AQUABPLUS | 4039361190637 | SP WT Kosmed
F50012464 | CPU P.C.B. AQUABPLUS | 4039361240240 | SP WT Kosmed
F50008820 | CROSS TUBING CONNECTOR KS8 *CDS3 *CDSPLU | 4039361234874, 4039361234201 | ET AQUABPLUS
ES3005411 | CUBO PEDAL BLANCO |  | Other products, not therapy specific
3005411 | CUBO PEDAL BLANCO |  | Other products, not therapy specific
F50013187 | CU FRONT LUER CON FIT LABEL KIT PFSL 4TH | 4039361250539 | Spare Parts NxStage
F40015912 | CU FRONT LUER FITTING LABEL BUNDLE | 4039361232191 | Spare Parts NxStage
100212E | CURASPON 10X10 50UI CS-310 |  | Other Consumables
6518591 | CUVETA DETECTOR FUGA DE SANGRE | 4046241005714 | SP 4008/2008A
NX1000-1 | CYC-D2E W/ SERVICE COMPUTER |  | Cycler
NX1000-1FA | CYC-D2E W/ SERVICE COMPUTER |  | Cycler
F00010850 | DALI 500 Kit | 4039361207120 | Kits LDL Whole Blood Adsorption
9798201 | DALI 500 SET | 4039361021924 | Kits LDL Whole Blood Adsorption
F00010851 | DALI 750 Kit | 4039361207113 | Kits LDL Whole Blood Adsorption
F00011041 | DALI Priming Solution 3000 ml | 4039361223083, 4039361223076 | Components LDL
F40015920 | DAMPENER | 4039361230746 | Spare Parts NxStage
3005571 | Daromix Desinfectante GEL 0,5L Hidroalco |  | Other products, not therapy specific
10100063 | DAROMIX GEL 1l. HIDROALCOHOLICO C/VAL | 8431364030617, 18431364030614, 4039361212735 | Disinfection (HD) 3rd parties
F00008646 | DataCOM AquaSENS and Central RO | 4039361169886 | Smart Services
F00008646FA | DataCOM AquaSENS and Central RO |  | Smart Services
F00008645 | DATACOM DIALYSIS WATER | 4039361169879 | Smart Services
F40010123 | DATACOM REMOTE 5008/S 6008 | 4039361165673 | Spare parts 6008
F00006984 | DataCOM with housing | 4039361133313 | Smart Services
F00006984FA | DataCOM with housing |  | Smart Services
F40004190 | DEAD-BLOW HAMMER WITH NYLON INSERTS | 4046241102086 | SP Tools
DEAL_BLOODLIN_4008 | Deal Bloodline 4008 |  | Contract Components
DEAL_BLOODLIN_5008 | Deal Bloodline 5008 |  | Contract Components
F50008643 | DEFAULT PATIENTCARD SLSH to V3.1 | 4039361230579, 4039361261986 | Spare Parts Sleep.Safe Harmony
M406751 | DEGASSING ORIFICE D=1.7MM 5008S 6008 | 4046241069914, 4046241145298 | Spare parts 5008S
M375781 | DEGASS.PUMP MOTOR W.PLUG 4008/4008S V10 | 4046241127591, 4046241039115, 4046241013900, 4046241127188 | SP 4008/2008A
E000000113 | DELANTAL PP 30G PLAST BLANCO |  | Protection Others
F38360001 | DEMO XLung kit |  | Tubing Sets LT iLA
M329541 | DEPOSITO MANGUITO CON CONECTOR PRESION 5 | 4046241009279 | SP 5008
M356141 | DEPOSIT W/O PRESSURE CONNECTOR 5008/S | 4046241009293 | SP 5008
M538731 | DESIGN HOOD 6008 | 4046241097771, 4039361252670 | Spare parts 6008
TO00090 | DESINFECCION EQUIPO TRAT. AGUAS Y ANILLO |  | Service Products FWT
ES00000555 | DESINFECTANTE ALCOHOL SURF NOVAMED 250ML | 8423961665361 | Disinfection (HD) 3rd parties
10100067 | DESINFECTANTE CUTASEPT INCOLORO DE 250CC | 4031678069019, 4031678069026, 4039361212698 | Disinfection (HD) 3rd parties
F00009775 | Desinfectante de manos Isoprop. 1 L |  | Disinfection (HD) 3rd parties
M390031 | DESTORNILLADOR TORX PUNTA REDONDA TX20 | 4046241128185, 4046241051933 | SP Tools
6746811 | DETECTOR AIRE COMPLETO BLANCO | 4046241011081 | SP 4008/2008A
F40015839 | DETECTOR AIRE DOBLE (SET) *CYCLER | 4039361214319 | Spare Parts NxStage
F40015840 | DETECTOR AIRE SIMPLE (SET)*CYCLER | 4039361221638, 4039361225421 | Spare Parts NxStage
M538631 | DETECTOR BURBUJAS AIRE ART/VEN 6008 | 4039361130398 | Spare parts 6008
6517881 | DETECTOR FUGA DE SANGRE 4008 | 4046241004373 | SP 4008/2008A
M391841 | DETECTOR FUGA SANGRE 4008/5008 | 4046241056501 | SP 5008
F40005071 | DETECTOR FUGA SANGRE CON PCB 1693 | 4039361266226, 4039361266455, 4039361148010 | SP 4008/2008A
6746791 | DETECTOR ÓPTICO BLANCO INFRAROJOS | 4046241011074 | SP 4008/2008A
M201011CU | DEVICE HD 5008, ONLINE PLUS |  | 5008
M20121FA | DEVICE HD 5008S ONLINE/W./DIASAFE/W.OCM |  | 5008 S
M201211CU | DEVICE HD 5008S ONLINE/W./DIASAFE/W.OCM |  | 5008 S
900131P | DEXTROSA MONOHIDRATA F |  | Others
F40015883 | DFR SENSOR BLOCK KIT | 4046241126785 | Spare Parts NxStage
5008141 | DIALIZADOR FILTRO FX800 | 4039361002145, 4039361006105 | FX-class High Flux
5004741 | DIALIZADOR FX 10 | 4039361000943, 4039361000950 | FX-class Low Flux
5004731 | DIALIZADOR FX8 | 4039361000967, 4039361000974 | FX-class Low Flux
5008881 | DIALIZADOR FX80 | 4039361001537, 4039361001544 | FX-class High Flux
F00002388 | DIALIZADOR FX classix 100 | 4039361068295, 4039361068301 | FX classix
F00002385 | DIALIZADOR FX classix 50 | 4039361068233, 4039361068240 | FX classix
F00002386 | DIALIZADOR FX classix 60 | 4039361068257, 4039361068264 | FX classix
F00002387 | DIALIZADOR FX classix 80 | 4039361068288, 4039361068271 | FX classix
F00006825 | Dializador FX coral 600 | 4039361127299, 4039361127282 | FX Coral
F00006826 | Dializador FX coral 800 | 4039361127312, 4039361127305 | FX Coral
F00001592 | DIALIZADOR FX CorDiax 100 | 4039361064198, 4039361064181 | FX CorDiax
F00001595 | DIALIZADOR FX CorDiax 1000 | 4039361064297, 4039361064280 | FX CorDiax
F00001588 | DIALIZADOR FX CorDiax 40 | 4039361063986, 4039361063979 | FX CorDiax
F00001589 | DIALIZADOR FX CorDiax 50 | 4039361064235, 4039361064228 | FX CorDiax
F00001590 | DIALIZADOR FX CorDiax 60 | 4039361064242, 4039361064259 | FX CorDiax
F00001593 | DIALIZADOR FX CorDiax 600 | 4039361064167, 4039361064174 | FX CorDiax
F00001591 | DIALIZADOR FX CorDiax 80 | 4039361064389, 4039361064396 | FX CorDiax
F00001594 | DIALIZADOR FX CorDiax 800 | 4039361064266, 4039361064273 | FX CorDiax
5008221 | DIALIZADOR FX PAED | 4039361002077, 4039361002084 | FX-class High Flux
5008901 | DIALIZADOR HELIXONA FX100 | 4039361001629, 4039361001612 | FX-class High Flux
5008861 | DIALIZADOR HELIXONA FX60 | 4039361001483, 4039361001490 | FX-class High Flux
5007201 | DIALIZADOR HEMOFLOW F10 HPS | 4039361001254, 4039361001247 | F-Serie Low Flux HPS
5007041 | DIALIZADOR HEMOFLOW F4 HPS | 4039361002046, 4039361002039 | F-Serie Low Flux HPS
5007051 | DIALIZADOR HEMOFLOW F5 HPS | 4039361001025, 4039361001032 | F-Serie Low Flux HPS
5007061 | DIALIZADOR HEMOFLOW F6 HPS | 4039361001056, 4039361001049 | F-Serie Low Flux HPS
5007171 | DIALIZADOR HEMOFLOW F70 S | 4039361001155, 4039361001148 | F-Serie High Flux Steam
5007071 | DIALIZADOR HEMOFLOW F7 HPS | 4039361001063, 4039361001070 | F-Serie Low Flux HPS
5007081 | DIALIZADOR HEMOFLOW F8 HPS | 4039361001087, 4039361001094 | F-Serie Low Flux HPS
5007191 | DIALIZADOR HEMOFLOW HDF 100 S | 4039361001193, 4039361001209 | F-Serie High Flux Steam
5007181 | DIALIZADOR HEMOFLOW HF80 S | 4039361001179, 4039361001186 | F-Serie High Flux Steam
ES00000156 | Dializador Kawasumi CTA-200 |  | Non-Polysulfone Dialysers
ES00000533 | DIALIZADOR TRIAC CEL ASIME SOLACEA - 21H | 45420040838006 | Dialysers 3rd party suppliers
F00012284 | DIALYSEKANUELE VEN. 15GA 1,8X25MM V551G | 34987494007463 | Venous
F00012263 | DIALYSIS CANNULA ART. 15GA 1,8X20MM A501 | 34987494049371 | Arterial
F00012266 | DIALYSIS CANNULA ART. 16GA 1,6X20MM A601 | 34987494049487, 54987494049481 | Arterial
F00012285 | DIALYSIS CANNULAVEN. 15GA 1,8X25MM V551G | 34987494049401, 54987494049405 | Venous
M368611 | DIALYZER COUPLING BLUE 5008 | 4046241045321 | SP 5008
M368601 | DIALYZER COUPLING RED 5008/S | 4046241045314 | SP 5008
M484101 | DIALYZER HOLDER 6008 | 4046241097986 | Spare parts 6008
F40008140 | DIALYZER HOLDER LOW VOLUME | 4039361158620 | Spare parts 6008
F40001172 | DIALYZER HOLDER MULTI | 4039361161194 | Spare parts multi
ES00000346 | Dialyzer POLYFLUX 210 H (103580) | 7332414120894 | Dialysers 3rd party suppliers
ES00000303 | Dialyzer SMARTFLUX HFP 210 | 8033772327183 | Dialysers 3rd party suppliers
ES00000304 | Dialyzer SMARTFLUX HFP 230 | 8033772321969 | Dialysers 3rd party suppliers
PD00001 | DIFERENCIAL ALTA SENSIBILIDAD |  | Other products, not therapy specific
ESPD00001 | DIFERENCIAL ALTA SENSIBILIDAD |  | Other products, not therapy specific
ES00000352 | DIGITAL KITCHEN SCALE + BOWL 235MM |  | Other products, not therapy specific
6319421 | DISCO DE DUREZA 3 K30-K2000 AQUASAFE | 4046241017816 | Spare Parts prefiltration FWT
6319431 | DISCO DE DUREZA 4 K30-K2000 AQUASAFE | 4046241017823 | Spare Parts prefiltration FWT
6319441 | DISCO DE DUREZA 5 K30-K2000 AQUASAFE | 4046241017830 | Spare Parts prefiltration FWT
6319451 | DISCO DE DUREZA 6 K30-K2000 AQUASAFE | 4046241017847 | Spare Parts prefiltration FWT
6319471 | DISCO DE DUREZA 8 K30-K2000 AQUASAFE | 4046241017861 | Spare Parts prefiltration FWT
F50009142 | Display AquaB plus | 4039361235376, 4039361236946 | ET AQUABPLUS
F40002566 | DISPLAY COLOR TFT-LCD SLS | 4039361137151 | SP Sleep.Safe
F40002311 | DISPLAY CONTROL CPU UNIT 3.1 MFT | 4039361140496 | SP Multifiltrate
F50008499 | DISTRIBUTION PCBA V2 BUNDLE *VERSI HD | 4039361254100 | Spare Parts NxStage
F00002321 | Doppel-Lumen Katheter-Set FDC-1112,5J | 4039361068691, 4039361070649, 4039361070632 | Double Lumen
F00002322 | Doppel-Lumen Katheter-Set FDC-1115J | 4039361068707, 4039361070656, 4039361070663 | Double Lumen
F00002318 | Doppel-Lumen Katheter-Set FDC-1125 | 4039361070571, 4039361068660, 4039361070588 | Double Lumen
F00002319 | Doppel-Lumen Katheter-Set FDC-1215 | 4039361068677, 4039361070601, 4039361070595 | Double Lumen
F00002320 | Doppel-Lumen Katheter-Set FDC-1220 | 4039361068684, 4039361070625, 4039361070618 | Double Lumen
F00001227 | Double Filter 20" 20µm Big Blue w.Bypass | 4039361060404 | Fine and Particel Filter
F00001226 | Double Filter 20" 5µm Big Blue w.Bypass | 4039361060398 | Fine and Particel Filter
F40004310 | DOWNLOAD SW4.62 CORDIAX 5008 | 4046241101744 | Software Options
F40004311 | DOWNLOAD SW4.62 CORDIAX 5008S | 4046241101751 | Software Options
F50005806 | DOWNLOAD SW6.0 MULTI | 4039361229290 | Spare parts multi
F00012021 | Drain complete Clack WPT Wall mounted | 4046241125481 | Accessories Water Pre-Treatment
F00010885 | Drain coupling MediaR PP straight | 4039361207182 | MediaR
F40000557 | DRAIN COUPLING MSM | 4039361131265 | Spare parts WT Accessories
F00001404 | DRAIN CPL.F.RW-INLET UNIT WALL MOUNT. | 4039361062026 | Accessories Water Pre-Treatment
F40000555 | DRAIN FUNNEL WITH COVER MSM | 4039361131258 | Spare parts WT Accessories
F00010858 | Drain, sinkhole unit | 4039361206963 | Accessories Media Supply Systems
F40003887 | DRILLING SET MEDIAP | 4039361140359 | Spare parts WT Accessories
F40004562 | DRIVE A1 SALSA | 4039361150723 | SP Dialysis Chairs
F38350000 | ECG cable |  | Accessories Acute Heart & Lung
F40004172 | ECTRONICS SCREWDRIVER 1,8MM | 4046241101737 | SP Tools
F40005527 | ELBOW BLOCK WITH SAMPLE PORT AQUAC CART | 4039361152642 | Spare parts AquaC
F40004193 | ELECTRICIAN´S SCICCORS WITH WIRE CUTTER | 4046241101447 | SP Tools
F40004481 | ELECTRODE FOR CHLORINATOR | 4039361144319 | Spare parts WT Accessories
F40003333 | ELECTROLYTE CHLORINE SENSOR AQUASENS | 4039361144609 | Spare parts WT Accessories
F40004699 | ELECTRONICS SCREWDRIVER MICRO TX6 | 4046241101492 | SP Tools
F40004698 | ELECTRONICS SCREWDRIVER MICRO TX8 | 4046241101508 | SP Tools
F40004178 | ELECTRONICS SIDE CUTTER 125MM | 4046241101614 | SP Tools
F00012976 | Embalaje AquaBplus-B LITE, cartón,vert |  | AquaBplus
F50007670 | ENTRADA DEL CALENTADOR DE EC0470 *MULTI | 4039361253974 | Spare parts multi
F40005434 | ESD BRUSH BRISTLE LENGTH 25MM | 4046241101652 | SP Tools
F40007556 | ETIQUETA INSPECCION CTS | 4039361158477 | SP Small Parts
F50007927 | ETIQUETA MDR MULTI | 4039361229535 | SP Multifiltrate
F40004551 | EXTENSION CABLE 3,5M A1 SALSA | 4039361147044 | SP Dialysis Chairs
79900000 | External Allocation To/ From FME-ExtServ |  | Otros Servicios
ES00000259 | Extracoste Manipulación – Logistica |  | Packages/Bundles Other Acute Heart & Lun
F40004477 | FAILSAFE P.C.B. AQUABPLUS | 4039361144883 | ET AQUABPLUS
F40006843 | FAN FILTER MULTI | 4039361155193 | Spare parts multi
F40005422 | FELO E-SMART BOX 14-PIECE | 4046241101898 | SP Tools
F40009604 | FIJACION PARA MALETA MULTI | 4039361162917 | Spare parts multi
F50004612 | FILTER BOARD FUCO-FLOW | 4039361219093, 4039361230876, 4039361232450 | Spare Parts Consoles
F40003487 | FILTER CARTR. 4 7/8" 5µM ACTIVE CARBON | 4039361140182 | Spare Parts prefiltration FWT
F40003484 | FILTER CARTRIDGE 20" 10µM | 4039361140151 | Spare Parts prefiltration FWT
F40003483 | FILTER CARTRIDGE 20" 1µM | 4039361140144 | Spare Parts prefiltration FWT
F40003480 | FILTER CARTRIDGE 20" 20µM BIG BLUE | 4039361140113 | Spare Parts prefiltration FWT
F40003482 | FILTER CARTRIDGE 20" 5µM | 4039361140137 | Spare Parts prefiltration FWT
F40003479 | FILTER CARTRIDGE 20" 5µM BIG BLUE | 4039361140106 | Spare Parts prefiltration FWT
F40003625 | FILTRO 20" 5 MICRAS CARBON AQUA UNO/C | 4039361140250 | Spare Parts prefiltration FWT
F00001846 | FILTRO CARBON ACTIVO A150 | 4039361065386 | Chlorine Filter
100094E | FILTRO CARBONO 20 |  | SP Other HD-Devices
6438791 | FILTRO CARTUCHO ENTRADA AGUA 40008B/H/S* | 4046241005844, 4046241142693 | SP 4008/2008A
F00006936 | Filtro CDS Ultrafilter | 4039361132385, 4039361132378 | Diaysafe Filter
ESPD00021 | FILTRO DE RED |  | Other products, not therapy specific
PD00021 | FILTRO DE RED |  | Other products, not therapy specific
F40004203 | FILTRO HIDROFOBO 4008/5008 | 4039361141172 | SP Small Parts
F00006908 | FILTRO ZEOLITA Z71M | 4039361131074 | Media Filter
F00012291 | FISTULA NEEDLE 14G ART. ROT.WING T15,N25 | 5420040818369, 25420040818363 | Arterial
F00012301 | FISTULA NEEDLE 14G VEN. ROT.WING T15,N25 | 25420040818424, 5420040818420 | Venous
F00012302 | FISTULA NEEDLE 14G VEN. ROT.WING T30,N25 | 25420040818431, 5420040818437 | Venous
F00012293 | FISTULA NEEDLE 15G ART. ROT.WING T30,N25 | 25420040818387, 5420040818383 | Arterial
F00012299 | FISTULA NEEDLE 15G SN ROT.WING T15,N20 | 25420040818479, 5420040818475 | SN-Cannulas
F00012306 | FISTULA NEEDLE 15G VEN. ROT.WING T15,N25 | 25420040818509, 5420040818505 | Venous
F00012303 | FISTULA NEEDLE 15G VEN. ROT.WING T30,N25 | 25420040818448, 5420040818444 | Venous
F00012294 | FISTULA NEEDLE 16G ART. ROT.WING T30,N25 | 25420040818394, 5420040818390 | Arterial
F00012307 | FISTULA NEEDLE 16G VEN. ROT.WING T15,N25 | 25420040818523, 5420040818529 | Venous
F00012304 | FISTULA NEEDLE 16G VEN. ROT.WING T30,N25 | 25420040818455, 5420040818451 | Venous
F00012295 | FISTULA NEEDLE 17G ART. ROT.WING T30,N25 | 5420040818406, 25420040818400 | Arterial
F00012308 | FISTULA NEEDLE 17G VEN. ROT.WING T15,N25 | 25420040818547, 5420040818543 | Venous
F00012305 | FISTULA NEEDLE 17G VEN. ROT.WING T30,N25 | 5420040818468, 25420040818462 | Venous
F00004743 | FISTULA NEEDLE A 15G N25 T150 - EO | 4039361084738, 4039361084745, 4039361084752 | Arterial
F00004744 | FISTULA NEEDLE V 15G N25 T150 - EO | 4039361084868, 4039361084875, 4039361084851 | Venous
F00006522 | FLAT WASHER 6,4X20 | 4039361120399 | Screws, Dowels, Washers
F40009025 | FLOW SENSOR OPTION ECO AQUAC UNO H | 4039361164119 | Spare parts WT Accessories
F00006458 | Fluid Fly Loop 2x2m nipple / sample | 4039361119300 | Dialysis Water Distribution Loop
F00006457 | Fluid fly loop with coupling | 4039361119294 | Dialysis Water Distribution Loop
F00006459 | Fluid fly loop with nipple | 4039361153571, 4039361153588 | Dialysis Water Distribution Loop
F00006222 | Fluid Sampling Set | 4039361125455, 4039361118877 | Bloodline Accessories e-beam
F38350005 | Fluss-Sensor 1/4'' x 1/16'' |  | Accessories Acute Heart & Lung
F38400010FA | Fluss-Sensor 3/8'' x 3/32'' AV |  | Accessories Acute Heart & Lung
ES00000074 | FREEFLEX CLORURO SÓDICO 0,9% BO 1000ML |  | Sodiumchloride Solution
ES00000086 | FREEFLEX CLORURO SÓDICO 0,9% BO 50ML |  | Sodiumchloride Solution
ES00000073 | FREEFLEX CLORURO SÓDICO 0,9% BOL 500ML |  | Sodiumchloride Solution
F00004549 | Frekaflex sol. para irrigación 1000 ml | 4039361075996 | Rinsing Sol. 1000 ML
F00001165 | Freka-NOL (2 L) | 4039361176020, 4039361060039 | Freka-NOL
F00012523 | Freka-NOL 2L en.cz.de.es.fi.fr.it.nl.sl | 4064791013126, 4064791013119 | Disinfection (HD) 3rd parties
F00000892 | Freka-WIPES Cloths | 4039361180478, 4039361056513 | ClearSurf
F00000891 | Freka-WIPES Dispensador | 4039361056506 | ClearSurf
F00012585 | Freka-Wipes dispenser incl. 100 wipes |  | Disinfection (HD) 3rd parties
F00012586 | Freka-Wipes refill cloths (1x100 wipes) | 4064791013171 | Disinfection (HD) 3rd parties
F00010819 | Fresenius FX paed EMEA | 4039361205997, 4039361205980 | FX-class High Flux
F50008504 | FRONT COVER ASSY KIT VERSI HD | 4039361254933 | Spare Parts NxStage
F00010592 | Frontplate double MediaC 2P / 2D / 2C1 | 4039361202989 | MediaC
F00010569 | Frontplate double MediaP 2D/2C1-2 | 4039361202422 | MediaP
F00010574 | Frontplate single MediaC P / D / C1 | 4039361202453 | MediaC
F00010576 | Frontplate single MediaC P / D / C1, C2 | 4039361202460 | MediaC
F00010573 | Frontplate single MediaC P / RW // 1D | 4039361202446 | MediaC
F00010564 | Frontplate single MediaP D / C1 | 4039361202378 | MediaP
F00010565 | Frontplate single MediaP D / C1, C2 | 4039361202385 | MediaP
F50006589 | FUCO BOARD FOR ECG | 4039361227487, 4039361243340 | Spare Parts Consoles
F00011843 | Full Service incl. Maintenance ART |  | Service Contracts TA
F00011773 | Full Service incl. Maintenance MFT PRO |  | Service Contracts CRRT
F00011967 | Full Service incl. Maint Fluid Mgmt Tool |  | Service Contracts cHD
F00011918 | Full Service incl. Maint. w/o WQS WTS |  | Service Contracts cHD
F40004106 | FUSIBLE T 5.0A AQUAC UNO H | 4039361141820 | Spare parts AquaC
F00006823 | FX CorAL 100 | 4039361127275, 4039361127169 | FX Coral
F00006828 | FX CorAL 1000 | 4039361127329, 4039361127336 | FX Coral
F00006824 | FX CorAL 120 | 4039361127350, 4039361127343 | FX Coral
F00006819 | Fx CorAL 40 | 4039361127084, 4039361127091 | FX Coral
F00006820 | FX CorAL 50 | 4039361127114, 4039361127107 | FX Coral
F00006821 | FX CorAL 60 | 4039361127138, 4039361127121 | FX Coral
F00006822 | FX CorAL 80 | 4039361127152, 4039361127145 | FX Coral
F50008512 | GASKET EMI BELL SHAPE W ADHESIVE KIT | 4039361256807 | Spare Parts NxStage
F50008511 | GASKET P SHAPE CON PRESS ACT KIT VERSIHD | 4039361256784 | Spare Parts NxStage
E000000247 | GEL HIDROALCOHOLICO 1L. | 100003227, 100003257 | Disinfection (HD) 3rd parties
E000000137 | GEL HIDROALCOHOLICO 1L. |  | Disinfection (HD) 3rd parties
F40004194 | GENERAL-PURPOSE KNIFE WITH 3 BLADES | 4039361241759, 4046241101041 | SP Tools
F00010895 | Gloves Clean Guard L |  | Gloves
F00010894 | Gloves Clean Guard M |  | Gloves
F00010893 | Gloves Clean Guard S |  | Gloves
F00010042 | Gloves Mediguard Blue/Special Gr. L |  | Gloves
F00010040 | Gloves Mediguard Blue/Special, Gr. S |  | Gloves
F40007035 | GRASA BARRIERTA 2ML 6008 | 4039361235079, 4039361282608, 4046241108781 | SP Small Parts
ES00000249 | Grundfos CR5-10 A-A-A-E-HQQEX230/400 V |  | 3rd Party Water Pre-Treament
E000000173 | GUANTE EXAMEN NO ESTERIL NITRILO TALLA L |  | Gloves
E000000172 | GUANTE EXAMEN NO ESTERIL NITRILO TALLA M |  | Gloves
E000000171 | GUANTE EXAMEN NO ESTERIL NITRILO TALLA P |  | Gloves
E000000168 | GUANTE EXAM N/ES NIT S/POL PEHA-SOFT T/L |  | Gloves
E000000260 | GUANTE EXAM N/ES NIT S/POL PEHA-SOFT T/L | 100003256, 100003220 | Gloves
E000000259 | GUANTE EXAM N/ES NIT S/POL PEHA-SOFT T/M | 100003255, 100003221 | Gloves
E000000167 | GUANTE EXAM N/ES NIT S/POL PEHA-SOFT T/M |  | Gloves
E000000258 | GUANTE EXAM N/ES NIT S/POL PEHA-SOFT T/P | 100003222, 100003254 | Gloves
E000000166 | GUANTE EXAM N/ES NIT S/POL PEHA-SOFT T/P |  | Gloves
65100066 | GUANTE NITRILO ESTERILT/ M | 8423961339163, 18423961339160, 4039361210359 | Gloves
65100070 | GUANTE NO ESTERIL NITRILO T/ GRANDE | 8423961401600, 4039361210311, 18423961401607 | Gloves
E000000140 | GUANTE NO ESTERIL NITRILO T/L 200 UN CJ. |  | Gloves
E000000250 | GUANTE NO ESTERIL NITRILO T/L 200 UN CJ. | 100003250, 100003224 | Gloves
E000000248 | GUANTE NO ESTERIL NITRILO T/M 200 UN CJ. | 100003252, 100003226 | Gloves
E000000138 | GUANTE NO ESTERIL NITRILO T/M 200 UN CJ. |  | Gloves
65100069 | GUANTE NO ESTERIL NITRILO T/ MEDIANA | 4039361210328, 8423961401594, 18423961401591 | Gloves
E000000249 | GUANTE NO ESTERIL NITRILO T/P 200 UN CJ. | 100003225, 100003253 | Gloves
E000000139 | GUANTE NO ESTERIL NITRILO T/P 200 UN CJ. |  | Gloves
65100071 | GUANTE NO ESTERIL NITRILO T/ PEQUEÑA | 4039361210304, 8423961401587, 18423961401584 | Gloves
F40003522 | HAND CRANK | 4039361145217 | Spare parts 6008
F40005424 | HAND TOOL WITH ACCESSORIES | 4046241101911 | SP Tools
F40007929 | HAND WHEEL WITH SCREW | 4039361159962 | SP Dialysis Chairs
F40007700 | HEATER > EC1030 MFT | 4039361159924 | SP Multifiltrate
F40005478 | HERRAMIENTA CONTROL DE FLUIDO V4.1 | 4039361162948 | BCM Accessories
F40005429 | HERRAMIENTA DE MONTAJE PARA GRIP * 5008 | 4046241101669 | SP Tools
F40002665 | Herramienta de Servicio para placa PC | 4039361135805 | SP Sleep.Safe
F00006524 | HEXAGONAL BOLT ? 6X70 | 4039361120405 | Screws, Dowels, Washers
F40004170 | HEXAGON KEY-L-WRENCH SET | 4046241101072 | SP Tools
F00007775 | Holder multiECCO2R multiFiltrate | 4039361155971 | Multifiltrate
F40007589 | HOLDER PUMPE DRIVE CONSOLE | 4039361243500, 4039361169060 | Spare Parts Consoles
F00001160 | Hose-PVC 24x6,4/3m incl. Fittings 1 1/4" | 4039361059989 | Accessories Water Pre-Treatment
F00001163 | Hose-PVC 32,4x4,8/3m incl. Fitt. 1 1/4" | 4039361060015 | Accessories Water Pre-Treatment
F00001164 | Hose-PVC 32,4x4,8/5m incl. Fitt. 1 1/4" | 4039361060022 | Accessories Water Pre-Treatment
F40007605 | HOUSING PEDESTAL HC-DEVICE | 4039361260378, 4039361168827 | Spare Parts Hyperthermia
65100064 | HUMIDIFICADORES | 8435276100246, 4039361210373 | Other Disposables non-therapy specific
F33220003 | i-cor puls kit |  | Tubing Sets i-cor
F40005428 | IC-PULLER | 4046241101638 | SP Tools
F50007531 | ICPU-UNIT SW3.1.0 SLSH | 4039361230494, 4039361230609, 4039361280505 | Spare Parts Sleep.Safe Harmony
F40004352 | IFU SW4.1 ES FMT | 4039361174170 | Documentation FME Devices
F40008838 | IFU SW5.4 ES MFT | 4039361186296 | Documentation FME Devices
F32000013 | iLA activve iLA kit IPS | 4057224901060 | Tubing Sets LT iLA
F33220001 | iLA activve iLA kit KU-145 |  | Tubing Sets LT iLA
F40002931 | INDUSTRY PC CX1010 + CX 1100-002 AQUA A | 4039361138592, 4039361276911 | Spare parts AquaA
F40004385 | INDUSTRY PC CX5020 AQUASENS | 4039361142162 | Spare parts WT Accessories
F00007607 | Infrastruc. Data Management System Plus | 4039361154226 | Smart Services
F00007152 | Infrastructure Data Management System | 4046241099713 | Smart Services
F00011029 | Infrastructure Data Management System CO | 4039361226404 | Smart Services
F40000527 | INSTALLATION KIT ADAPTOR CONCT.BAG | 4046241096699 | Other Options
F40000536 | INSTALLATION KIT BPM | 4046241096927 | BPS 08/BPM
F40001954 | INSTALLATION KIT BPM2 6008 | 4046241099218 | BPS 08/BPM
F40000537 | INSTALLATION KIT BTM | 4046241096934 | BTM
F40000528 | INSTALLATION KIT RADIO | 4046241096712 | Other Options
F40000526 | INSTALLATION KIT SAMPLE VALVE | 4046241096705 | Other Options
F40000538 | INSTALLATION KIT SN |  | Single-Needle
F40000530 | INSTALLATION KIT ZKV1 | 4046241096729 | CDS/FLUSH/IHR/PERMEATE
F40000531 | INSTALLATION KIT ZKV2 | 4046241096880 | CDS/FLUSH/IHR/PERMEATE
F40005570 | INSTALL.KIT BVM 6008 | 4039361160289 | BVM
F40005573 | INSTALL.KIT Low Volume 6008 | 4039361160272 | Other Options
F00006699 | Interfaz de medios CDS3 | 4039361123833 | CDS3
F00000980 | IntraLock 10 x 5 mL | 4039361060343 | Catheter Lock Solutions
F40002947 | IN-WALL POWER SUPPLY 110-240V 24VDC 0,5A | 4039361137120 | Electronics
10200067 | JERINGA DESECHABLE DE 10CC S/AGUJA | 16970969862036, 10818392011491, 4039361212452 | Other Syringes
10200066 | JERINGA DESECHABLE DE 5CC S/AGUJA | 4039361212469, 16970969862029, 10818392011484 | Other Syringes
ES00000062 | JERINGAS 10ML. 3P. LUER-LOCK CONCENTRICA |  | Other Disposables non-therapy specific
ES00000071 | JERINGAS 20ML. 3P. LUER-LOCK CONCENTRICA |  | Other Disposables non-therapy specific
ES00000061 | JERINGAS 5ML. 3P-LUER-LOCK CONCENTRICA | 10818392014812 | Other Disposables non-therapy specific
10200075 | Jeringas desechables 2cc S/aguja | 10818392011460, 4039361212391, 16970969862012 | Other Syringes
F40005997 | JG SCREW CONNECTOR D4 G1/4" AQUASOFT | 4039361151874 | SP Aqua HWCS
F40005532 | KEY FOR CONTROL CABINET FWT | 4039361147105 | Spare parts WT Accessories
F40005430 | KEY FOR DIALYZER COUPLINGS | 4046241101645 | SP Tools
0121861 | Kit anticuagulación con citrato AV1000 |  | CRRT-Packages
ES00000344 | KIT ASISTOLIA ADULTOS TERUMO CX-SP197 |  | Tubing Sets ST iLA
F50009987 | KIT BPM3 INCL. HOLDER / CUFF |  | BPS 08/BPM
F35500000 | Kit Canula Femoral arterial F16, 3/8" | 4250358109559 | Cannulas Medos-Case
F35500001 | Kit Canula Femoral arterial F18, 3/8'' | 4250358109580 | Cannulas Medos-Case
F35500033 | Kit Canula Femoral arterial F20, 3/8'' | 4250358109603 | Cannulas Medos-Case
ES00000392 | KIT DE ASISTOLIA |  | Packages/Bundles iLA
ES00000193 | Kit Diálisis Baja permeabilidad |  | Dialysis-Sets
ES00000457 | Kit Diálisis Convencional |  | Dialysis-Sets
ES00000452 | Kit Dialisis convencional Triacetato |  | Dialysis-Sets
ES00000175 | Kit Diálisis FX Classix 100 |  | Dialysis-Sets
ES00000459 | Kit Diálisis On Line Classix 60 |  | Dialysis-Sets
ES00000191 | Kit Diálisis On Line Classix 80 |  | Dialysis-Sets
ES00000460 | Kit Diálisis On Line Classix 80 |  | Dialysis-Sets
ES00000456 | Kit Diálisis On Line Cordiax 100 |  | Dialysis-Sets
ES00000455 | Kit Diálisis On Line Cordiax 80 |  | Dialysis-Sets
ES00000468 | Kit Diálisis On Line HF80S |  | Dialysis-Sets
ES00000192 | Kit Diálisis On Line HF80S |  | Dialysis-Sets
ES00000458 | Kit Diálisis On Line sin dializador |  | Dialysis-Sets
F35570002 | Kit Inserción Canula Femoral venoso | 4250358109481 | Cannulas Medos-Case
F40000981 | KIT MANTENIMIENTO EBM 6008 | 4039361254902, 4039361134013, 4039361251673 | Spare parts 6008
F35020009 | Kit Membrana Oxigenación Corta Durac7000 |  | Other Disposables i-cor
F40008556 | KIT MODIFICACION FILTRO F07 5008/S | 4039361175078 | SP 5008
F40001199 | KIT MODIFICACION PANTALLA INNOLUX MFT | 4039361136376 | SP Multifiltrate
F40001332 | KIT MODIFICACION RUEDAS MFT | 4039361133238 | SP Multifiltrate
F40002225 | KIT MODIFICACION TRANSD.PRESION 500PSI A | 4039361135737 | SP FWT Filter
F50009989 | KIT MONITOR FM3 w. RADIO |  | BPS 08/BPM
ES00000021 | KIT OXIGENADORES |  | Packages/Bundles iLA
F32000001 | Kits Novalung MiniLung 1/4" | 4046241134162, 4046241134148, 4046241134179, 4046241134155 | Tubing Sets LT iLA
F32000003 | Kits Novalung MiniLung petite | 4046241134285 | Tubing Sets LT iLA
F00012729 | Kit straight hose BPM3 | 4039361256180 | BPS 08/BPM
F40001422 | LABEL HYDRAULICS FLUID LEVEL SLS, SLSH | 4039361133177 | SP Sleep.Safe
F40002945 | LABEL TERM OF TRANSPORT SLS SLSH | 4039361138370 | SP Small Parts
F00011627 | Lactate Premixed Dialysate RFP-204 | 4039361263232, 4039361263225 | Fluids
F00011629 | Lactate Premixed Dialysate RFP-207 | 4039361263072, 4039361262860 | Fluids
F00011630 | Lactate Premixed Dialysate RFP-209 | 4039361263089, 4039361263096 | Fluids
F40001660 | LEAK SENSOR WITHOUT PLUG CABLE LENGTH 5M | 4039361227821, 4039361135744 | SP MVZ
F40002656 | LEVEL MEASURING ROD AQUABPLUS | 4039361135621 | ET AQUABPLUS
F00008927 | LIKAMED chair inlay = uphol cover colour |  | Likamed Accessories
F00008925 | LIKAMED chair pillow/roll = cover color |  | Likamed Accessories
F00008926 | LIKAMED chair strap pill/rol = sides col |  | Likamed Accessories
F00008933 | LIKAMED chair upholst side colour agave |  | Likamed Accessories
F00008928 | LIKAMED chair upholst side colour stone |  | Likamed Accessories
F00009234 | LIKAMED Salsa IFU Spanish |  | Likamed Accessories
TMD000771FA | LIKAMED Sensa Base A4 |  | Likamed Sensa chair
TMD000771 | LIKAMED Sensa Base A4 |  | Likamed Sensa chair
F00008907 | LIKAMED SENSA i Almohada FMC dec |  | Likamed Accessories
F00008917 | LIKAMED Sensa i casters10cm central lock |  | Likamed Accessories
F00008915 | LIKAMED Sensa i elec footrest length com |  | Likamed Accessories
F00009197 | LIKAMED Sensa IFU Spanish |  | Likamed Accessories
F00008903FA | Likamed Sensa i Liege |  | Likamed Sensa i chair
F00009305 | Likamed Sensa i package Premium |  | Likamed Accessories
F00009304 | Likamed Sensa i package Value |  | Likamed Accessories
F00008912 | LIKAMED SENSA i Reposapies dec estándar |  | Likamed Accessories
F00008903 | LIKAMED SENSA i SILLA |  | Likamed Sensa i chair
F00008923 | LIKAMED Sensa i transpare cover footrest |  | Likamed Accessories
F00011338 | LIKAMED Sensa i with integrated scale + |  | Likamed Sensa i chair
NX2000-9-EU | LINX-145 240V System |  | Others NxStage HD
F00010869 | Lock washer 17 Concentrate MediaC/P | 4039361207038 | Accessories Media Supply Systems
F00010507 | Lock washer 19 P/D MediaR | 4039361201159 | Accessories Media Supply Systems
F00010866 | Lock washer 19 Permeate MediaC/P | 4039361207014 | Accessories Media Supply Systems
F40004185 | LONG PHILLIPS SCREWDRIVER 1/200MM | 4046241101010 | SP Tools
F40004176 | LONG PHILLIPS SCREWDRIVER 2/250MM | 4046241101690 | SP Tools
F40004584 | LOWER SQUARE PIPE ARM REST HINGED SALSA | 4039361146931 | SP Dialysis Chairs
F40007566 | LP (P.C.B. POWER SUPPLY) | 4039361262082, 4039361168797 | Spare Parts Consoles
F40007586 | MAGNET HOLDER FOR PUMP DRIVE CONSOLE | 4039361258955, 4039361264673, 4039361263737, 4039361168704, 4039361243333 | Spare Parts Consoles
F50008500 | MAIN CCA BOARD SW4.15 VERSI HD | 4039361254926 | Spare Parts NxStage
TO00026 | Maintenance Aquasafe HWCS, AquaBPlus HF |  | Service Products FWT
F00012100 | Maintenance Contract MFT PRO |  | Service Contracts CRRT
F00009435 | Maintenance Contract UNO |  | Service Contracts cHD
F40007596 | MALETA HERRAMIENTAS XENIOS | 4039361168513, 4039361269470 | SP Tools
F00001162 | MANGUERA PVC 32,4x4,8/2m HEMBRA 1 1/4 | 4039361060008 | Accessories Water Pre-Treatment
ES65100020 | MANGUITO AJUSTABLE BRAZO TISU IMPERM. |  | Other Disposables non-therapy specific
65100020 | MANGUITO AJUSTABLE BRAZO TISU IMPERM. | 4039361210793, 18423961405124, 8423961405127 | Other Disposables non-therapy specific
E000000106 | MANGUITO PLASTICO AZUL |  | Protection Others
E000000231 | MANTA TERMICA ORO/PLATA | 8423961201088, 18423961201085, 4039361209025 | Other Disposables non-therapy specific
E000000094 | Manta térmica oro/plata |  | Other Disposables non-therapy specific
TO00002 | MANTENIMIENTO 4008 |  | Service Products cHD
TO00003 | MANTENIMIENTO 5008 |  | Service Products cHD
TO00004 | MANTENIMIENTO 5008S |  | Service Products cHD
TO00020 | MANTENIMIENTO BCM |  | Service Products Accessoires cHD
TO00028 | MANTENIMIENTO CDS08, CDS3 |  | Service Products FWT
F00008579 | MANTENIMIENTO / CTS CONSOLA XENIOS |  | Other Technical Services Heart & Lung
TO00014 | MANTENIMIENTO EQUIPOS PORTATILES TRAT. A |  | Service Products FWT
TO00009 | MANTENIMIENTO MULTIFILTRATE |  | Service Products CRRT
F00010881 | MANTENIMIENTO POR SESION HEMODIALISIS |  | Service Products cHD
TO00010 | MANTENIMIENTO SILLON |  | Service Products cHD
F40007098 | MANUAL CONTROL SWITCH FOR 5 DRIVES BEP | 4039361159672, 4039361265090 | SP Dialysis Chairs
65100087 | MASCARILLA, QUIRURGICA CON GOMAS | 4039361210175, 8432229200190 | Other Disposables non-therapy specific
65100088 | MASCARILLA RESPIRADOR FFP2 SIN VALVULA | 18423961606743, 8423961606746, 4039361210168 | Other Disposables non-therapy specific
F40007696 | MDTEST IL2550 230V SAFETY PLUG | 4039361157715 | SP Tools
F00007183 | MeasPoint, chlorine, hardness, pressure | 4039361141448 | AquaSENS
F00007295 | MediaC Base cover 100mm | 4039361142339 | MediaC
F00007291 | MediaC Doppel P/D/C1/C2 | 4039361142292 | MediaC
F00007036FA | MediaC double P/D/C1/C2/E |  | MediaP
F00007036 | MediaC double P/D/C1/C2/E | 4039361134372 | MediaC
F00007285 | MediaC Single P/D | 4039361142032 | MediaC
F00007287 | MEDIAC SINGLE P/D/C1/C2 | 4039361142056 | MediaC
F00007032 | MediaC single P/D/C1/C2/E | 4039361134150 | MediaC
F00007032FA | MediaC single P/D/C1/C2/E |  | MediaP
F00007030 | MediaC single P/D/E | 4039361134136 | MediaC
F00006175 | MEDIAP DOBLE P/D/C1/C2/E | 4039361120023 | MediaP
F00006175FA | MediaP Double P/D/C1/C2/E |  | MediaP
F00006173 | MediaP Double P/D/E | 4039361120009 | MediaP
F00006506 | MEDIAP FRONT PANEL SEALING ON ONE SIDES | 4039361120177 | MediaP
F00006507 | MEDIAP MOUNTING BAR EDGE | 4039361120184 | MediaP
F00006504 | MEDIAP MOUNTING ELEMENT | 4039361120153 | MediaP
F00007298 | MEDIAP MOUNTING ELEMENT GAS | 4039361142360 | MediaP
F00006503 | MEDIAP MOUNTING RAIL | 4039361120146 | MediaP
F00007301 | MEDIAP PANEL SEALING ONE SIDE GAS | 4039361142391 | MediaP
F00007300 | MEDIAP PANEL SEALING TWO SIDED GAS | 4039361142384 | MediaP
F00006169FA | MediaP Podwójne P/D/E |  | MediaP
F00006173FA | MediaP Podwójne P/D/E |  | MediaP
F00007297 | MEDIAP PREASAMBLY FOR GASCONNECTION | 4039361142353 | MediaP
F00007517 | MediaP Reinf.profile w. suspension gas | 4039361148270 | MediaP
F00006516 | MEDIAP SCREWDRIVER TX20 | 4039361120207 | Tools FWT
F00007299 | MEDIAP SEPARATING PLATE GASCONN. | 4039361142377 | MediaP
F00006500 | MEDIAP SIDE END PANEL FRONT | 4039361120122 | MediaP
F00007303 | MEDIAP SIDE END PANEL GAS | 4039361142414 | MediaP
F00006171 | MEDIAP SIMPLE P/D/C1/C2/E | 4039361119980 | MediaP
F00006171FA | MediaP Single P/D/C1/C2/E |  | MediaP
F00006170 | MediaP Single P/D/C1/E | 4039361119973 | MediaP
F00006169 | MediaP Single P/D/E | 4039361119867 | MediaP
F00006508 | MEDIAP TOOL FOR MOUNTING RAIL | 4039361120191 | MediaP
F00006528 | MediaP wall bar | 4039361121846 | MediaP
F00006499 | MEDIAP WALL END PANEL FRONT | 4039361120115 | MediaP
F00007302 | MEDIAP WALL END PANEL GAS | 4039361142407 | MediaP
F00006521 | MEDIAP WALL END PROFIL | 4039361120252 | MediaP
F00007304 | MEDIAP WALL END PROFILE GAS | 4039361142421 | MediaP
F00006912 | MediaR 4D | 4039361131104 | MediaR
F00011384 | MediaR concentrate modul C1/C2 PVDF | 4039361221874 | MediaR
F00011376 | MediaR Dialysis Water P/1D PP wo Siphon | 4039361221508 | MediaR
F000010344$ | MediaR P/D |  | MediaR
F000010344FA | MediaR P/D |  | MediaC
F00001034 | MediaR P/D | 4039361059910 | MediaR
F00006913FA | MediaR R /4D |  | MediaR
F00006913 | MediaR R /4D | 7707298549145 | MediaR
F40003884 | MEMBRANA AQUAB -OBSOLETO | 4039361145415 | ET AQUABPLUS
F40003486 | MEMBRANA AQUAUNO | 4039361140175 | Spare Parts prefiltration FWT
F40003332 | MEMBRAN CAP FOR CHLORINE SENSOR | 4039361142155 | Spare parts WT Accessories
F40004088 | MEMBRANE PLUG REMOVAL TOOL | 4039361145392 | ET AQUABPLUS
F40006662 | MEMBRANE RINSE VALVE V4 AQUAB | 4039361156398 | SP WT Kosmed
F40008385 | MEMRANA OSMOSIS INVERSA EC>=013 Aqua C/H | 4039361160418 | Spare parts AquaC
ES00000101 | MESA SOPORTE SYSTEM ONE |  | Others NxStage HD
ESES00000101 | MESA SOPORTE SYSTEM ONE |  | Others NxStage HD
ES00000141 | Mezclador gases Maxtec S |  | Air Oxygen Mixers
ES00000141FA | Mezclador gases Maxtec S |  | Air Oxygen Mixers
F40007629 | MODIFICATION KIT ILA TROLLEY CONSOLE | 4039361248208, 4039361169268 | Spare Parts Consoles
F50005705 | MODIFICATION KIT VALVE BLOCK V42 | 4039361224349, 4039361275716 | Spare parts 6008
F00010855 | Modul Concentrate MediaR - incl. Nozzle | 4039361206932 | MediaR
F00010826 | Module Permeate MediaR | 4039361206178 | Accessories Media Supply Systems
F00010854 | Modul hydraulic MediaC / MediaP | 4039361206925 | Accessories Media Supply Systems
F00011179 | Modul hydraulic MediaC / MediaP - double | 4039361217587 | Accessories Media Supply Systems
F00006985 | Módulo Celular para DataCOM | 4039361133320 | Smart Services
F40005528 | MOK A/D-MODULE FX3U W.SPS HOTFEED EC<015 | 4046241108095 | Spare Parts Hotfeed/AquaHT/HF
F40002389 | MOK DISPLAY PROCESSOR MFT | 4039361138752 | SP Multifiltrate
F40002390 | MOK P.C.B. 129 MFT | 4039361138721 | SP Multifiltrate
F40005391 | MOK SDI MEASURING DEVICE | 4039361147099 | Spare parts WT Accessories
F40007563 | MOK SYRINGE HOLDER HEPARIN PUMP MULTI | 4039361281250, 4039361160043 | Spare parts multi
F40007338 | MOK UPD. HARDW. 2.45 (UNTIL EC235) | 4046241112085 | Spare parts 6008
M200081 | MONITOR HEMODIALISIS 4008B BCD | 4039361039394 | 4008 B
M200071 | MONITOR HEMODIALISIS 4008E BCD | 4039361039370 | 4008 / 4008 E
F40000602 | MONITOR REAR PANEL 5008S/MULTI | 4039361134266 | Spare parts 5008S
F40002486 | MONTAGEWERKZEUGSATZ ZUR MONTAGE VON PEX | 4039361135607 | SP Tools
F40007581 | MOTOR FOR PUMP DRIVE CONSOLE | 4039361243357, 4039361168698 | Spare Parts Consoles
F50006592 | MOTOR HOUSING DP3 DRIVE | 4039361243302, 4039361227517 | Spare Parts Consoles
F40004559 | MOTOR MEGAMAT HEIGHT ADJUSTMENT SALSA | 4039361147679 | SP Dialysis Chairs
F40004560 | MOTOR MEGAMAT SEAT PART SALSA | 4039361147686 | SP Dialysis Chairs
5070001 | MOTOR PARTE TRASERA BEP | 4039361002503 | SP Dialysis Chairs
F40006253 | MOTOR PROTECTION 16A/185-275V AQUABPLUS | 4039361151980 | ET AQUABPLUS
F40004561 | MOTOR TRASERO MEGAMAT SALSA | 4039361147693 | SP Dialysis Chairs
F00006704 | Mounting Kit Hydraulic Unit CDS3 | 4039361124182 | CDS3
F00006705 | Mounting Rail CDS3 (up to 3 CDS3) | 4039361124199 | CDS3
F50006152 | MSG PLATFORM ADAPTION KIT | 4039361243395, 4039361225377 | Spare Parts Consoles
F00006505 | MSM PANEL (SEAL TWO-SIDED) | 4039361120160 | MediaP
F00001036$ | MSR C1/C2 |  | MediaR
F00001034$ | MSR P/D |  | MediaR
F00007431 | multiBic 2mmol/l K+, 24 months, LC 2 | 4046241102291, 4046241102284 | multiBIC-Solutions
F00007443 | multiBic 2 mmol/l K+, 24 months, LC 5 | 4046241102536, 4046241102529 | multiBIC-Solutions
F00007432 | multiBic 3mmo/l K+, 24 months, LC 2 | 4046241102314, 4046241102307 | multiBIC-Solutions
F00007433 | multiBic 4mmol/l K+, 24 months, LC 2 | 4046241102321, 4046241102338 | multiBIC-Solutions
F00007430 | multiBic potassium-free, 24 months, LC 2 | 4046241102260, 4046241102277 | multiBIC-Solutions
F00008943 | multiECCO2R gas exchanger |  | Partial CO2 Removal Products
F00014754 | multiECCO2R Holder multiFiltratePRO | 4039361192280 | multiFiltrate PRO Options
F50009243 | MULTIEFFLUENT BATTERY | 4039361281489, 4039361251192, 4039361251505, 4039361250836, 4039361281571, 4039361237202, 4039361255084, 4039361250843, 4039361251499 | Spare parts multi
F50009242 | MULTIEFFLUENT CHARGING BASE | 4039361271725, 4039361236915, 4039361262020 | multiFiltrate PRO Options
F50009240 | MULTIEFFLUENT DRAIN LINE | 4039361236021, 4039361271923, 4039361237493 | multiFiltrate PRO Options
F50009241 | MULTIEFFLUENT POWER SUPPLY | 4039361237196, 4039361271732 | multiFiltrate PRO Options
F50009239 | MULTIEFFLUENT PUMP | 4039361236182, 4039361236014, 4039361272319, 4039361236175, 4039361237011 | multiFiltrate PRO Options
5038871 | multiFiltrate - Kit 8 CVVHDF 1000 | 4039361022273 | MFT Kits Heparin CRRT
5039011 | multiFiltrate - Kit Ci-Ca CVVHD 1000 | 4039361022167 | MFT Kits Ci-Ca CRRT
F00001172 | multiFiltrate - Kit Ci-Ca CVVHD EMiC 2 | 4039361060046 | MFT Kits Ci-Ca CRRT
F00002290 | multiFiltrate Kit Ci-Ca postCVVHDF 1000 | 4039361069124 | MFT Kits Ci-Ca CRRT
F00003316 | multiFiltrate – Kit TPE P1dry | 4039361075026 | MFT Kits MPS
F00000215 | multiFiltrate - Kit TPE P2dry | 4039361022198 | MFT Kits MPS
F00000463 | multiFiltratePRO - Kit Ci-Ca CVVHD 1000 | 4039361059439 | MFTpro Kits Ci-Ca CRRT
F00000462 | multiFiltratePRO Kit Ci-Ca CVVHD EMiC2 | 4039361059422 | MFTpro Kits Ci-Ca CRRT
F00005329 | multiFiltratePRO Kit Ci-Ca CVVHDF 1000 | 4039361094379 | MFTpro Kits Ci-Ca CRRT
F00000461 | multiFiltratePRO - Kit CVVHDF 1000 | 4039361058807 | MFTpro Kits Heparin CRRT
F00000460 | multiFiltratePRO-Kit HDF 600 | 4039361059415 | MFTpro Kits Heparin CRRT
F00009082 | multiFiltratePRO Kit Paed HD 400 | 4039361177874 | MFTpro Kits Heparin CRRT
F00006441 | multiFiltratePRO - Kit TPE P1dry | 4039361120474 | MFTpro Kits TPE
F00006443 | multiFiltratePRO - Kit TPE P2dry | 4039361120481 | MFTpro Kits TPE
F00008265 | multiFiltratePRO SecuKit Ci-Ca HD EMiC2 | 4039361164713 | MFTpro Kits Ci-Ca CRRT
F00008266 | multiFiltratePRO SecuKit Ci-Ca HDF 1000 | 4039361164720 | MFTpro Kits Ci-Ca CRRT
F00008263 | MULTIFILTRATE SECUKIT CI-CA HD 400 | 4039361164690 | MFT Kits Ci-Ca CRRT
F00008261 | MULTIFILTRATE SECUKIT CI-CA HD EMIC2 | 4039361164676 | MFT Kits Ci-Ca CRRT
F00008262 | MULTIFILTRATE SECUKIT CI-CA HDF 1000 | 4039361164683 | MFT Kits Ci-Ca CRRT
9688201 | multiPlus K+2, 5000 ML | 4039361021535, 4039361022457 | dialysis fluids
ES00000381 | NOVAMED DESINFECTANTE SUPERFIC 1L. C/VAL | 8423961568044 | Disinfection & Cleaning Others
F33530000 | NovaPort one KU-13Fr-140mm 3/8" |  | Cannulas iLA
F33530001 | NovaPort one KU-15Fr-140mm 3/8" |  | Cannulas iLA
F33530006 | NovaPort one KU-15Fr-90mm 3/8" |  | Cannulas iLA
F33530002 | NovaPort one KU-17Fr-140mm 3/8" |  | Cannulas iLA
F33530007 | NovaPort one KU-17Fr-90mm 3/8" |  | Cannulas iLA
F33530003 | NovaPort one KU-19Fr-140mm 3/8" |  | Cannulas iLA
F33530004 | NovaPort one KU-21Fr-140mm 3/8" |  | Cannulas iLA
F33550000 | NovaPort twin KU-18F-170mm 3/8" |  | Cannulas iLA
F33550001 | NovaPort twin KU-22Fr-170mm 3/8" |  | Cannulas iLA
F33550002 | NovaPort twin KU-24Fr-270mm 3/8" |  | Cannulas iLA
F40005576 | NRS BVM 6008 | 4039361161484 | BVM
F00003548 | Opción Control de calidad | 4039361074661 | AquaC UNO H
F00006698 | Opción de Modo de Emergencia CDS3 | 4039361123826 | CDS3
F00007488 | Opción Free (espera aislada) | 4039361147303 | AquaC UNO H
F00009675 | OP mask | 100003669, 4250016464266 | Disinfection (HD) 3rd parties
F00003549 | Option "Acoustics" | 4039361074678 | AquaC UNO H
F00003547 | OPTION "ECO" | 4039361074654 | AquaC UNO H
F00003551 | Option Hygiene | 4039361074692 | AquaC UNO H
F00003550 | Option "IT" | 4039361074685 | AquaC UNO H
F00001036 | Option MediaR C1/C2 | 4039361059934 | MediaR
F00006707 | Option Tank Connection CDS3 | 4039361124212 | CDS3
F40007101 | O-RING 6X1,5 | 4039361156497 | SP Small Parts
F40007106 | O-RING 8X2 | 4039361156220 | Spare Parts 2008H/K/T (USA)
F40007099 | O-RING 9X1,5 | 4039361156473 | SP Small Parts
F40007609 | O-RING FOR SCREW CAP HC-DEVICE | 4039361169084, 4039361266103 | Spare Parts Hyperthermia
F00003415 | Packaging AquaBplus, Cardboard | 4039361073879 | Packaging Water Treatment
F00003418 | PACKAGING AQUABPLUS HF, CARDBOARD | 4039361073909 | Packaging Water Treatment
F00007418 | Packaging Ultrafilter for AquaBplus | 4039361146436 | Packaging Water Treatment
F50005968 | PACK BATERIA 24V 7 Ah 5008 | 4039361258702, 4039361253769, 4039361273088, 4039361229368 | SP 5008
F50005969 | PACK DE BATERIAS 24V - 7 Ah 5008S/X 6008 | 4039361273194, 4039361258481, 4039361231170, 4039361232160, 4039361228989, 4039361253820, 4039361272821 | Spare parts 5008S
ES00000111 | PACK DE BIENVENIDA |  | Documentation material (non stock)
F50009825 | PACKING SET VPEI200252 CHASSIS | 4039361234232 | SP Small Parts
F50009885 | PACKING SET VPEI200252 CONTROL UNIT | 4039361234225 | SP Small Parts
F50009884 | PACKING SET VPEI200443 CYCLER | 4039361234218 | Spare Parts NxStage
F40005423 | PAIR OF NIPPERS FOR TUBE CLIPS | 4046241101904 | SP Tools
F50007671 | PANEL (LEFT SIDE HEATER) | 4039361253684 | Spare parts multi
F50007869 | PANEL LOCK EBM 5008S 6008 | 4039361227593 | Spare parts 6008
F40000600 | PANEL TRASERO MONITOR CON BRAZO 5008 | 4039361134242 | SP 5008
F40003621 | PATCH CABLE 5M CAT5 DATACOM AQUA A | 4039361140274 | Spare Parts prefiltration FWT
F00008902 | PatientOnLine upgrade Servidor Cliente | 4039361170608 | Finesse Export
F40007570 | P.C.B. COMMUNICATION BOARD CONSOLE | 4039361243012, 4039361168858 | Spare Parts Consoles
F40000549 | PCB CONTROL CDS3 | 4039361130824 | SP MVZ
F40000546 | P.C.B. DISTRIBUCION CDS 3 | 4039361130152 | SP MVZ
F40007593 | P.C.B. FLUJO *CONSOLE | 4039361258184, 4039361168353 | Spare Parts Consoles
F40007592 | P.C.B. FUCO *CONSOLE | 4039361243388, 4039361168346 | Spare Parts Consoles
F40000551 | P.C.B. FUNCIONAMIENTO EMERGENCIA CDS 3 | 4039361130848 | SP MVZ
F40006013 | P.C.B. LP 1202 CONTROLLER BOARD (C167) | 4039361152109 | Spare parts 5008S
F50005387 | P.C.B. LP1226-1 MULTI | 4039361236076, 4039361230470 | SP Multifiltrate
F50005389 | P.C.B. LP1269-1 MULTI | 4039361230487 | Spare parts multi
F40007577 | P.C.B. MONITORING COMPUTER CONSOLE | 4039361243371, 4039361169022, 4039361256579 | Spare Parts Consoles
F40007582 | P.C.B. MOTOR CONTROLLER 1 CONSOLE | 4039361262518, 4039361168841 | Spare Parts Consoles
F40007583 | P.C.B. MOTOR CONTROLLER 2 CONSOLE | 4039361262969, 4039361168209 | Spare Parts Consoles
F40007053 | PC-BOARD DISPLAY 40MHz 5008/S | 4039361156909 | Spare parts 5008S
F40002705 | PC-BOARD FOR DISPLAY 62MHz | 4039361156916 | Spare parts 5008S
F40009087 | PC-BOARD PARA DISPLAY 62MHz MULTI | 4039361168186 | Spare parts multi
F40007573 | P.C.B. SUCO CONSOLE | 4039361247881, 4039361266622, 4039361168988 | Spare Parts Consoles
F00005052 | PD-Paed Plus | 4039361081812, 4039361081843, 4039361081850 | Paediatric PD
F35350001 | Percha de infusión compacta |  | Other Equipment Acute Heart & Lung
F40009724 | PERMEATE COLLECT. PIPE ADAPTER + O-RINGS | 4039361165093 | ET AQUABPLUS
F00010499 | Permeatenipple Walther incl. seal | 4039361201074 | Dialysis Water Distribution Loop
F40009582 | PE-TUBE 3/8" 7.5M FOR SOFTENER | 4039361165796 | Spare Parts prefiltration FWT
F00010873 | PEX-connector complete (set) | 4039361207076 | Dialysis Water Distribution Loop
F00009486 | Pillow case 40*80 | 18423961574417 | Disposable Bedding Sheets
65100055 | PINZAS DE HEMOSTASIA | 4039361210465, 8423961129351 | Other Disposables non-therapy specific
ES00000347 | Placa calentadora KL2B |  | Heater Plates
F40009086 | PLACA DE PC PARA PANTALLA 40 MHz MULTI | 4039361168193 | Spare parts multi
F40000433 | PLASTIC TUBE 6X4MM 3M LONG SLSH | 4039361127923 | Spare Parts Sleep.Safe Harmony
F40007576 | PLATINE MAINBOARD XENIOS APLIKA. KONSOLE | 4039361243173, 4039361169015 | Spare Parts Consoles
F40005432 | PLUG SET FOR HYDRAULIC TUBES | 4046241101997 | SP Tools
F40015829 | PM KIT NX1000-2/NX1000-3 | 4039361214470 | Spare Parts NxStage
F40008388 | PNEUMATIC UNIT 6008 | 4039361159795 | Spare parts 6008
F40003458 | PNEUMATIC UNIT 6008 SINGLE NEEDLE | 4039361145194 | Spare parts 6008
F40005418 | POCKET LAMP LED LENSER P4 | 4046241101775 | SP Tools
F40004463 | POWER CORD 1.5M WITH SAFETY PLUG SNG | 4039361143367 | Spare Parts Sleep.Safe Harmony
F40007619 | POWER CORD SAFETY PLUG HC-DEVICE CONSOLE | 4039361176129 | Spare Parts Consoles
F50006396 | POWER CORD WITH SAFETY PLUG | 4039361243531, 4039361226015 | Spare Parts Consoles
F50009980 | POWER CORD WITH SCHUKO PLUG | 4039361236571 | SP Dialysis Chairs
F40007564 | POWER SWITCH CONSOLE | 4039361257682, 4039361168773, 4039361246310 | Spare Parts Consoles
F40004065 | POWER SWITCH SLEEP.SAFE | 4039361144579 | SP Sleep.Safe
RFP-207-WW | PREMIX DIALYSATE, 5000ML, 45 LACT |  | Fluids
RFP-209-WW | PREMIX DIALYSATE, 5000ML, 45 LACT |  | Fluids
RFP-204-WW | PREMIX DIALYSATE, 5000ML, LACTAT |  | Fluids
100096E | PRESCONFORT |  | SP Other HD-Devices
F35190003 | Press measure set with 3 press sensors | 4250358147001 | Tubing Sets LT iLA
F40005313 | PRESSURE ACTUATOR 6008 | 4039361261146, 4046241101386 | Spare parts 6008
M538851 | PRESSURE SENSOR -333 TO 1000 MBAR 6008 | 4039361130428 | Spare parts 6008
F40000585 | PRESSURE SENSOR F. HYDRAULICS SLSH | 4039361133146 | Spare Parts Sleep.Safe Harmony
F00001513 | Priming Solution 2 x 3000 ml | 4046241076400, 4046241076417 | Components LDL
F00012360 | proHD CVC Set L - connect | 16972621144702, 6972621144705 | ProHD CVC Sets
TMD000101 | proHD CVC Set L - connect | 5056003423334, 5056003423341 | Other Consumables
F00011909 | proHD CVC Set L - connect | 6972621140295, 16972621140308 | Other Consumables
F00011912 | proHD CVC Set L - disconnect | 16972621140360, 6972621140356 | Other Consumables
F00012363 | proHD CVC Set L - disconnect | 16972621144733, 6972621144736 | ProHD CVC Sets
TMD000131 | proHD CVC Set L - disconnect | 5056003423402, 5056003423396 | Other Consumables
F00012359 | proHD CVC Set M - connect | 16972621144696, 6972621144699 | ProHD CVC Sets
F00011908 | ProHD CVC Set M - connect | 6972621140271, 16972621140285 | Other Consumables
TMD000091 | ProHD CVC Set M - connect | 5056003423310, 5056003423327 | Other Consumables
F00011911 | proHD CVC Set M - disconnect | 6972621140332, 16972621140346 | Other Consumables
TMD000121 | proHD CVC Set M - disconnect | 5056003423372, 5056003423389 | Other Consumables
F00012362 | proHD CVC Set M - disconnect | 16972621144726, 6972621144729 | ProHD CVC Sets
TMD000081 | proHD CVC Set S - connect | 5056003423303, 5056003423297 | Other Consumables
F00011907 | proHD CVC Set S - connect | 16972621140261, 6972621140257 | Other Consumables
F00012358 | proHD CVC Set S - connect | 16972621144689, 6972621144682 | ProHD CVC Sets
F00012361 | proHD CVC Set S - disconnect | 16972621144719, 6972621144712 | ProHD CVC Sets
TMD000111 | ProHD CVC Set S - disconnect | 5056003423365, 5056003423358 | Other Consumables
F00011910 | ProHD CVC Set S - disconnect | 6972621140318, 16972621140322 | Other Consumables
F00001623 | proHD Set L | 4039361069568, 4039361069551 | Other Consumables
F00012357 | proHD Set L | 6972621144675, 16972621144672 | ProHD Sets
F00012356 | proHD Set M | 16972621144665, 6972621144668 | ProHD Sets
F00001622 | proHD Set M | 4039361069537, 4039361069544 | Other Consumables
F00012355 | proHD Set S | 6972621144651, 16972621144658 | ProHD Sets
F00001621 | proHD Set S | 4039361069513, 4039361069520 | ProHD Sets
F50005206 | PROTECCION DET BURBUJAS AIRE ART/VE 6008 | 4039361269708, 4039361224592 | Spare parts 6008
F00011825 | proVencare JHC-1315 HighFlow 2L Cath |  | High Flow Double Lumen
F00011826 | proVencare JHC-1317,5 HighFlow 2L Cath |  | High Flow Double Lumen
F00011827 | proVencare JHC-1320 HighFlow 2L Cath |  | High Flow Double Lumen
F00011840 | proVencare JHC-1325 HighFlow 2L Cath |  | High Flow Double Lumen
F00010995 | PROYECTO TRATAMIENTO AGUAS |  | Complete Central Water System Projects
F40001184 | PUERTO DE MUESTRA D10 *AQUAWTU | 4039361131043 | SP FWT Filter
F40007587 | PUMP HEAD HOLDER CONSOLE | 4039361168230, 4039361243494 | Spare Parts Consoles
NX2000-3FA | pUREFLOW SL CASTER DOLLY |  | Others NxStage HD
NX2000-3 | PUREFLOW SL CASTER DOLLY |  | Others NxStage HD
NX2000-2-A | PUREFLOW SL CHASSIS |  | Chassis
NX2000-10 | PUREFLOW SL CONTROL UNIT, 4TH ED |  | Control Unit
NX2000-10FA | PUREFLOW SL CONTROL UNIT, 4TH ED |  | Control Unit
NX2000-1-AFA | PUREFLOW SL CONTROL UNIT, ROHS |  | Control Unit
NX2000-1-A | PUREFLOW SL CONTROL UNIT, ROHS |  | Control Unit
NX2000-4 | PureFlow SL Pre-Treatment Unit |  | Others NxStage HD
F00003213 | Puristeril plus 5 kg (multilingual) | 4039361098360 | Puristeril
F40004486 | REACTIVO CALIBR. VERIF. CLORO TOTAL | 4039361145255 | Spare parts WT Accessories
F40004479 | REAGENTS FOR TOTAL CHLORINE 25 TESTS | 4039361145224 | Water analysis test kits
F50008503 | REAR COVER ASSY CLASS II KIT VERSI HD | 4039361254629 | Spare Parts NxStage
F50008497 | REAR PANEL NSO+ BUNDLE *VERSI HD | 4039361254179 | Spare Parts NxStage
F50006071 | RECHARGEABLE BATTERY 18V MFT | 4039361224530 | SP Multifiltrate
F40003196 | REINFORCING STRIP WITH HANGING MEDIA P | 4039361138585 | MediaP
F40003201 | REK PLASMA BAG HOLDER MULTI | 4039361171407 | Other Options
F50007260 | RELAX PILLOW SAPPHIRE/STONE WITH LOGO | 4039361227081 | SP Dialysis Chairs
F00006911 | REMOTE CONTROL BASIC *AQUA BPLUS | 4039361131098 | Accessories Central Water Systems
F40005420 | REMOVAL TOOL FOR O-RINGS | 4039361147433 | SP Tools
RENAK2000 | RENAK CTA 2000 dialyzer (prefilled)2.0m² |  | Dialysers 3rd party suppliers
F40004592 | REPOSACABEZAS GRIS SILLON SALSA | 4039361151058 | SP Dialysis Chairs
F40005535 | RETCHET WRENCH FOR 1/4" BITS | 4039361147082 | SP Tools
F00010581 | Retrofit CDS3 power supply 1/2 2/3 | 4039361202507 | CDS3
F00007619 | RETROFIT ESPERA AISLADA (OPCION "LIBRE") | 4039361154240 | AquaC UNO H
F40001421 | RETROFIT KIT CASSETTE CONTACT MAT | 4039361144586 | Spare parts 6008
F40008581 | RETROFIT KIT CASSETTE DETECTION SENSOR | 4039361165680 | Spare parts 6008
F40004303 | RETROFIT KIT CONDENSATE COLLECTOR | 4039361145187 | Spare parts 6008
F40005577 | RETROFIT KIT LOW VOLUME 6008 | 4039361159986 | Other Options
F40003893 | RETROFIT KIT MULTIDATALINK MFT | 4046241100990 | SP Multifiltrate
F40004085 | RETROFIT KIT PLASMA POLE MFT | 4039361142186 | SP Multifiltrate
F00003315 | Ring unit 3 ringe | 4039361073404 | AquaBplus
F40007333 | RING UNIT RETURN FOR 2 RING MAINS | 4039361158095 | SP WT Kosmed
F40007402 | RING UNIT RETURN FOR 3 RING MAINS | 4039361158101 | SP WT Kosmed
F40004594 | ROSCA APRIETE REPOSAPIES M10X180 SALSA | 4039361147990 | SP Dialysis Chairs
F00002263 | ROTEX raw water tank (A) 750 liter cpl. | 4039361067779 | Feed Water Tank
F40000826 | ROTOR 6008 | 4039361133115 | Spare parts 6008
F40000825 | ROTOR BRAKE 6008 | 4039361133108 | Spare parts 6008
F40018268 | DISK, ADDHESIVE, FOOT PAD | 4039361198206 | Spare Parts NxStage
F40017063 | DISPLAY AQUAUNO UNTIL EC015A | 4039361192495 | SP Aqua DAS
F40014233 | DISPLAY DESDE EC044 AQUAWTU | 4039361179410 | SP FWT Filter
F50012322 | DISPLAY FROM EC044 AQUAWTU | 4039361240271 | SP CDS
F40014574 | DISPLAY SOFTCONTROL DATA/F | 4039361184179 | Spare parts AquaC
F40016028 | DISTRIBUTION P.C.B. CDS 3 | 4039361190620 | SP MVZ
F50015598 | DISTRIBUTION P.C.B. CDS 3 | 4039361245184 | SP MVZ
F40017048 | DOMO PRESION MULTI | 4039361192778 | Spare parts multi
F40015633 | DOOR FORCE TOOL | 4039361185213 | Spare Parts NxStage
F40015859 | DOOR LOCK ASSEMBLY BUNDLE | 4039361239183 | Spare Parts NxStage
F40015885 | DOOR POSITION SWITCH BUNDLE | 4039361228491, 4039361224479, 4039361228668 | Spare Parts NxStage
F40015904 | DOOR SLIDE LINEAR BUNDLE | 4039361230845 | Spare Parts NxStage
F40017079 | DOUBLE STATOR 6008 | 4039361192532, 4039361255817 | Spare parts 6008
F40011962 | DOWNLOAD SW5.0 MULTI | 4039361174378 | Multifiltrate
F40012506 | DRAINAGE INSTALL. ANTI-SYPHON TRAP FWT | 4039361172251 | Spare parts WT Accessories
F40015759 | DRAIN CONNECTOR PUREFLOW | 4039361184988 | Spare Parts NxStage
F40017429 | DRAIN PIPE FORMED | 4039361191993 | Spare Parts NxStage
F40010030 | DRIVE FOOT PART SENSA_i | 4039361180225 | SP Dialysis Chairs
F40015893 | DUST FILTER KIT | 4039361224073, 4039361229108 | Spare Parts NxStage
F40015553 | ECG CABLE | 4039361183400 | Spare Parts Consoles
F40015552 | ECG SIMULATOR PHANTOM 320 | 4039361183417 | Spare Parts Consoles
F40014523 | ELECTRODE SOFTCONTROL DATA/F | 4039361181000 | Spare parts WT Accessories
F40018646 | EMERGENCY UNLOCKING MECHANISM | 4039361199678 | Spare parts 6008
TO00161 | ENTRENAMIENTO |  | WH Others
1011001 | ETIQUETA NEUTRA 125x78 ROJA |  | Labels
F40015975 | FAILSAFE P.C.B. AQUABPLUS | 4039361190668 | ET AQUABPLUS
F50013178 | FAN ASSEMBLY KIT PFSL 4THED | 4039361250416 | Spare Parts NxStage
F40015846 | FAN GUARD AND HARDWARE KIT | 4039361228897, 4039361224196 | Spare Parts NxStage
F40015750 | FAN PLATE SYSTEM ONE | 4039361184872 | Spare Parts NxStage
F40015884 | FEET KIT BUNDLE | 4039361224301, 4039361228620 | Spare Parts NxStage
F35500171 | Femoral Cannula i-cor 16 Fr,3/8",LL art. |  | Cannulas i-cor
F40018197 | FERRITE CORE | 4039361200107 | Spare Parts NxStage
F40019411 | FIJACION BATERIA MFT | 4039361231576 | SP Multifiltrate
F40012528 | FILTER CARTRIDGE 20" 20µM BIG BLUE | 4039361172473 | Spare Parts prefiltration FWT
F40012527 | FILTER CARTRIDGE 20" 5µM BIG BLUE | 4039361172466 | Spare Parts prefiltration FWT
F50010317 | FILTER CARTRIDGE 4 1/2X20" 1µM BIG BLUE | 4039361236205 | Spare parts WT Accessories
F40012394 | FILTER CARTRIDGE GX1 9 3/4" 1µm GRANUMIX | 4039361171087 | Spare Parts prefiltration FWT
F40016594 | FILTER HOLDER ADVANCED SYSTEM ONE | 4039361185817 | Spare Parts NxStage
F40016119 | FILTER HOUSING 3/4" AQUAC CART | 4039361186180 | Spare parts AquaC
100102E | FILTRO 20" 10 MICRAS PRET.PLANTA AGUAS |  | SP Other HD-Devices
100101E | FILTRO 20" 1 MICRA |  | SP Other HD-Devices
100103E | FILTRO 20" 25 MICRAS PRET.PLANTA AGUAS |  | SP Other HD-Devices
100100E | FILTRO 20" 5 MICRAS |  | SP Other HD-Devices
F40015809 | FILTRO HIDROFOBICO 4008/5008/6008 | 4039361182403 | SP 5008
F40019622 | FILTRO HIDROFOBICO CON LÍNEA 220MM 4008 | 4039361213701 | SP 4008/2008A
F40013124 | FILTRO HIDROFOBICO CON LINEA 320MM MFT | 4039361171568 | SP Multifiltrate
F40014083 | FILTRO HIDROFOBICO CON TUBO SN 4008B | 4039361177850 | SP 4008/2008A
F40015192 | FILTRO HIDROFOBICO REFORZADO 5008/S | 4039361182397 | Spare parts 5008S
F40013126 | FILTRO HIDROFOBO CON LINEA 220MM 4008 AR | 4039361174293 | Spare Parts 4008A
F40013123 | FILTRO HIDROFOBO CON LINEA 255MM MFT | 4039361171551 | SP Multifiltrate
F40019620 | FILTRO HIDROFOBO CON LINEA 5008/4008 | 4039361214784 | SP 5008
F50014596 | FLAP FOR SHUNT INTERLOCK 5008/S 6008 | 4039361285517, 4039361276775, 4039361266776, 4039361266462, 4039361242466 | Spare parts 5008S
F40012582 | FLAT SEAL 11,5 X 5 X 3,6 EPDM | 4039361172954 | Spare parts WT Accessories
F40019185 | FLOAT SWITCH 3 CONDUCTORS | 4039361208097 | Spare parts WT Accessories
F40015625 | FLOW CONTROLLED WATER LINE | 4039361185145, 4039361258931 | Spare Parts NxStage
F40014716 | FLOW METER BLOCK AQUA A/A2 | 4039361180157 | Spare parts WT Accessories
F40018654 | FLOW METER BLOCK AQUABPLUS | 4039361202750 | ET AQUABPLUS
F40014717 | FLOWMETER CPL. FWT | 4039361180126 | Spare parts WT Accessories
F40016636 | FLUID BATH WITH WARMER | 4039361247584, 4039361247072, 4039361186487, 4039361259372, 4039361262099 | Spare Parts NxStage
F40015830 | FLUID PUMP BELTS KIT | 4039361215002 | Spare Parts NxStage
F40015835 | FLUID PUMP BELTS KIT 136 TEETH | 4039361223434, 4039361221980 | Spare Parts NxStage
F40013128 | FLUSH INSERT 2 SOCKETS RJ-45 CAT 6 MSC | 4039361174385 | SP Aquasafe
F40018714 | FRONTAL MONITOR PANTALLA TACTIL *5008 S | 4039361284626, 4039361260613, 4039361219086, 4039361226435, 4039361221393, 4039361282882, 4039361283025, 4039361221409 | Spare parts 6008
F40016600 | FRONT COVER KEYPAD SYSTEM ONE | 4039361185879 | Spare Parts NxStage
F40015768 | FRONT PANEL KEYPAD SYSTEM ONE | 4039361185060 | Spare Parts NxStage
F40016041 | FUENTE ALIMENTACION 24VDC 200W FWT | 4039361190460 | Spare parts AquaA
F50012467 | FUENTE ALIMENTACIÓN 24 VDC 4.5A AQUAWTU | 4039361239350 | SP WT Kosmed
F40014281 | FUENTE ALIMENTACION CON ADAPTADORES UMED | 4039361179373 | SP Test Control Units
F50015600 | FUENTE DE ALIMENTACIÓN 24VDC 200W FWT | 4039361245092 | SP WTU
F40015739 | FUSE 2A 125V SLOWBLOW PUREFLOW | 4039361184896 | Spare Parts NxStage
F40016149 | FUSIBLE PICO AXIAL F 0.125 125V PUREFLOW | 4039361185787, 4039361248185 | Spare Parts NxStage
F40011677 | FUSIBLE PRIMARIO T4AH MFT | 4039361168490 | SP Small Parts
F40011678 | FUSIBLE PRIMARIO T6,3AH MFT | 4039361168629 | SP Small Parts
F40017430 | GASKET BELL-SHAPED 10" WITH GLUE | 4039361191986 | Spare Parts NxStage
F40016593 | GASKET KNIFE SHAPE SYSTEM ONE | 4039361185800 | Spare Parts NxStage
F50019711 | GEAR PUMP DRIVE ALLIED MOTION AQUACUNOH | 4039361254575, 4039361254674 | Spare parts AquaC
F40018518 | GLUE HENKEL LOCTITE 425, 20g | 4039361198213 | Spare Parts NxStage
6362001 | GRUNDFOS PUMP CR5-10 AquaA2 | 4039361013455 | Spare parts AquaA
F50015595 | GRUNDFOS PUMP CR 5-16 AQUA A | 4039361245177 | Spare parts AquaA
F50012281 | GRUNDFOS PUMP CRN3-36 FWT | 4039361239343 | SP WT Kosmed
F50012272 | GRUNDFOS PUMP CRN5-20 AQUABPLUS/DUO | 4039361239695 | SP WT Kosmed
F50012297 | GRUNDFOS PUMP CRN5-26 AQUAB / BPLUS | 4039361239787 | SP WT Kosmed
F50013172 | GUA BOARD KIT PFSL 4THED | 4039361249922 | Spare Parts NxStage
F50013159 | GUA FUSES KIT PFSL 4THED | 4039361249892, 4039361273989, 4039361270919 | Spare Parts NxStage
65100106 | GUANTE NO ESTERIL NITRILO T/EXTRA GRANDE | 4039361210014, 8423961401617, 18423961401614 | Gloves
F40015838 | HALL SENSOR BOARD SET | 4039361225452, 4039361221621 | Spare Parts NxStage
F50013170 | HEATER CABLE ASSEMBLY KIT PFSL 4THED | 4039361250201 | Spare Parts NxStage
F50012406 | HEATER H1 3X3KW AQUA HT/BPLUS HF | 4039361239770 | Spare parts AquaA
F50012409 | HEATER H2 3X3_.5KW AQUA HT/BPLUS HF | 4039361239725 | Spare parts AquaA
F40015752 | HEATER PAD 220V PUREFLOW | 4039361183851 | Spare Parts NxStage
F50013175 | HEATER PAD 230V KIT PFSL 4THED | 4039361249946 | Spare Parts NxStage
F40011830 | HEATER UNIT 120V -240V / 460-1850W | 4039361176273 | SP Aqua DAS
F40013008 | HEPARIN PUMP MULTI | 4039361177096 | SP Multifiltrate
F40014637 | HINGE FOR MONITOR 4008/4008S V10/2008K/T | 4039361188689 | SP Other HD-Devices
F40011223 | HOLDER FOR ARTERIAL INSERTION SITE | 4039361167318 | Spare parts 6008
F50010150 | Holder for Backup Pump Drive | 4039361236649, 4039361241650 | Spare parts 6008
F40017533 | HOLDER MANUAL SWITCH BEP | 4039361192433 | SP Dialysis Chairs
F40012755 | HOSE CLIP D12,8 STAINLESS | 4046241122589, 4039361173821 | SP Small Parts
F40017675 | HOSE OVERFLOW WATER INLET CHAMBER *5008S | 4039361192983 | Spare parts 5008S
F40015169 | HOUSING FRONT RED CONSOLE | 4039361189235, 4039361244194 | Spare Parts Consoles
F40012573 | HYDR. CONNECTOR W. COUPL. +SAMPLING PORT | 4039361172817 | Spare parts AquaC
F40013125 | HYDROPHOBIC FILTER W.LINE 195MM MFT | 4039361174279 | SP Multifiltrate
F50013168 | INLET PRESSURE SENSOR KIT PFSL 4THED | 4039361250089 | Spare Parts NxStage
TO00114 | INSTALACION EQUIPO |  | Service Products FWT
F40014888 | INSTALLATIONTOOL RINSE | 4039361207915 | SP Aqua DAS
F40015868 | J1 CABLE ASSY BUNDLE | 4039361223922, 4039361227111 | Spare Parts NxStage
F40016629 | KEY FOR CITRO PURI SPORO CANISTER CAP | 4039361187194 | SP 4008/2008A
F40015886 | KEYPAD CCA BUNDLE | 4039361239084 | Spare Parts NxStage
F40015827 | KIT BRIDAS LARGAS SYSTEM ONE | 4039361227616, 4039361221591 | Spare Parts NxStage
M421001 | KIT MANTENIMIENTO 5008S/6008 | 4046241126303, 4046241131383, 4046241055245 | Spare parts 5008S
F35020010 | Kit Membrana Oxigenación Corta Durac2800 |  | Other Disposables i-cor
F40017281 | KIT MODIFICACION HIDRAULICA AQUASENS | 4039361194734 | Spare parts WT Accessories
F40016874 | KIT MODIFICACION P.C.B LP 1202-3 HIDRAUL | 4039361189693 | SP 5008
F40016875 | KIT MOD. P.C.B. LP 1202-3 HYDR.f (5008S) | 4039361189709 | Spare parts 5008S
F40013109 | KIT REPARACIÓN COMPACT HOLDER *CONSOLE | 4039361244354, 4039361179526 | Spare Parts Consoles
F40012953 | KIT RUEDA DOBLE GIRATORIA 5008S 6008 | 4039361214418 | Spare parts 6008
F40015851 | KIT TORNILLOS CONBOX | 4039361221997, 4039361225414 | Spare Parts NxStage
F40015833 | KNURLED NUTS 8-32 X 3/8" | 4039361225438, 4039361221614 | Spare Parts NxStage
F40013716 | KNURLED SCREW FOR HOLDER PUMP DRIVE | 4039361179670, 4039361244309 | Spare Parts Hyperthermia
F40015076 | KOMP.SET 5008 6008 SERVICE SW LICENSE | 4039361183615 | Spare parts 6008
F40015083 | KOMP.SET SLSH SERVICE SW LICENSE | 4039361184285 | Spare Parts Sleep.Safe Harmony
F40011584 | LANCETA GARRAFA AMARILLA DESINF. 2 L | 4039361168919 | Spare Parts 4008A
F40015788 | LEAK SENSOR CONTROL UNIT | 4039361185602 | Spare Parts NxStage
F40015793 | LEAK SENSOR PAK PUREFLOW | 4039361183554 | Spare Parts NxStage
F40015736 | LENS CUP SYSTEM ONE | 4039361183790 | Spare Parts NxStage
F40015744 | LENS HEAD SCREW 3/8" SYSTEM ONE | 4039361183950 | Spare Parts NxStage
F40019391 | LID FOR HYDRAULIC PUMP SLS SLSH | 4039361219994, 4039361221782 | Spare Parts Sleep.Safe Harmony
F40011493 | LÍNEA DE CALIBRACIÓN PARA BLD *MFT | 4039361175153 | SP Multifiltrate
F40019637 | LINE F. VENT. VALVE-PRESSURE TRANSDUCER | 4039361213886 | SP Other HD-Devices
F40012940 | LLAVE HEXAGONAL CORTA 4MM TOOLS | 4039361171520 | Spare parts 6008
F40011903 | LP 244 G SW5.41 / OPERATING SYSTEM MFT | 4039361171537 | SP Multifiltrate
F40011904 | LP 244 G SW5.41 / SAFTEY SYSTEM MFT | 4039361171544 | SP Multifiltrate
F40014007 | LUBRICATION RING WITH GREASE | 4039361177836 | Spare parts AquaC
F40011081 | LUMEN VALVE WITHOUT BASE BODY V24 | 4039361166724 | SP WT Kosmed
F40014424 | LVDS-CABLE 5008 | 4039361247911, 4039361245573, 4039361179335, 4039361245016 | SP 5008
F50010543 | MAGNETVENTIL 24V AQUAWTU | 4039361237509 | SP FWT Filter
F40017830 | MAIN BOARD CYCLER | 4039361193805 | Spare Parts NxStage
F40015826 | MAIN CCA BOARD SW 4.11 | 4039361237318 | Spare Parts NxStage
F40017051 | MANGUITO DE BPM | 4039361189846 | Spare parts 4008S V10
F40012443 | MANOMETRO 10 B 1/8"40MM INOX *AQUAUNO | 4039361171650 | SP Water/RO 08
F40019128 | MANOMETRO (PRESSURE GAUGE 6BAR R1/4") | 4039361214234 | Spare parts WT Accessories
TO00160 | Mantenimiento correctivo HD |  | WH 5008
TO00159 | Mantenimiento Preventivo |  | WH 5008
F40011245 | MEASURING CABLE FOR MDTEST | 4039361167325 | SP Tools
F40011247 | MEASURING TIP FOR MDTEST | 4039361167332 | SP Tools
F40015901 | MEDIUM KABLE TIES KIT | 4039361242800 | Spare Parts NxStage
F40018668 | MEMBRANA AQUABPLUS | 4039361243005, 4039361243890, 4039361202767 | ET AQUABPLUS
F40018643 | MEMBRANA AQUA C UNO H | 4039361204228 | SP Aqua DAS
F50012386 | MEMBRANE ELEMENT RO-08/4008 *AQUAUNO | 4039361239374 | SP Water/RO 08
F50012395 | MEMBRANELEMENT AQUAUNO | 4039361239855 | SP Aqua DAS
F40017259 | MEMBRANE PUMP AQUASENS | 4039361195496, 4046241126280 | Spare parts WT Accessories
F50012396 | MEMBRANE PUMP CDS PLUS CDS3 | 4039361239626 | SP MVZ
F50012306 | MEMBRANE XLE 4021 125L AQUAWTU | 4039361239381 | SP FWT Filter
F40019784 | MICROPROCESADOR SIN DISPLAY AQUAWTU | 4039361216504 | SP FWT Filter
F50013109 | MICROSD-KARTE INCLUDING SOFTWARE 3.22 | 4039361254018, 4039361253936 | SP WT Kosmed
F40010892 | MODIFICATION KIT BALLAST EC<043 AQUAWTU | 4039361166755 | SP FWT Filter
F50010993 | MODIFICATION KIT CPU *AQUABPLUS | 4039361253707, 4039361242213 | SP Aqua Soft
F40016873 | MODIFICATION KIT P.C.B. LP 1202-3 EBM | 4039361189686 | Spare parts 5008S
F40015630 | MODIFIED SAK-PUREFLOW SL | 4039361185244 | Spare Parts NxStage
F40019441 | MODULE FRONT EBM 6008 | 4039361208776 | Spare parts 6008
F50012412 | MODULE PIPE AQUAUNO | 4039361240233 | SP Aqua DAS
F40016798 | MOK BALLAST ELECTRONIC 220-240V/ AC<040 | 4039361192518 | SP FWT Filter
F40013513 | MOK LP1355 - LP1226 MULTI | 4039361175504 | SP Multifiltrate
F40014760 | MOK POWER CORD 5M WITH SAFTEY PLUG MFT | 4039361187262 | SP Multifiltrate
F40013036 | MOK SUBSTITUATE VALVE 5008/S | 4039361174071 | Spare parts 5008S
F50017611 | MOK VOLTAGE REGULATOR FLOW BOARD | 4039361253479 | Spare Parts Consoles
M200161 | MONITOR 4008H B/BIC/D/BB/WOH | 4039361039417 | 4008 H
F40018711 | MONITOR REAR PANEL | 4039361226466 | Spare parts 6008
F50012461 | MOTHERBOARD P.C.B. AQUABPLUS | 4039361239749 | SP WT Kosmed
F50012355 | MOTOR 230V AQUAUNO | 4039361239480 | SP Aqua DAS
F50012350 | MOTOR 230V FOR P1 AQUAC UNO H | 4039361239893 | Spare parts AquaC
F50012344 | MOTOR 230V FUER P1 AQUAC UNO H EC>=014 | 4039361240011 | Spare parts AquaC
F40011851 | MOTOR 230V P1 FROM EC014 AQUAC UNO H | 4039361176143 | SP Aqua DAS
F40011852 | MOTOR 240V FOR P1 FROM EC014 AQUAC UNO H | 4039361176150 | SP Aqua DAS
F50012331 | MOTOR DIETZ 230V/50Hz FROM EC30 AquaWTU | 4039361239459 | SP FWT Filter
F50017156 | MOTOR PROTECTION SWITCH PKZM0-2,5-SPI16 | 4039361250713, 4039361252571, 4039361251291 | Spare parts AquaA
5070011 | MOTOR SEAT PART BEP | 4039361002510 | SP Dialysis Chairs
F40018526 | MOUNTING PLATE ACCU MULTI | 4039361216788 | Spare parts multi
F50016748 | MULTIEFFLUENT O-RING AND CABLE | 4039361248741 | Spare parts multi
M205001 | multiFiltratePRO | 4039361063726 | multiFiltratePRO
M205001FA | multiFiltratePRO |  | multiFiltratePRO
F40018150 | multiFiltratePRO-HL7-connector |  | Multifiltrate
F40015638 | MULTIPLE CONNECTOR AIR LINE | 4039361258917, 4039361185374 | Spare Parts NxStage
F40011906 | NETWORK P.C.B. CDS3 / AQUAC UNO H | 4039361174989 | Spare parts AquaC
F40015907 | NPTM .250" X PANEL MT W SHUTOFF KIT | 4039361239077 | Spare Parts NxStage
F40015637 | ONDUTIVITY/WASTE LINE TUBING | 4039361185275 | Spare Parts NxStage
F40012613 | OPCIÓN PUERTO DE MUESTRA AQUAB2/HF | 4039361173241 | ET AQUABPLUS
F40018512 | O-RING 10X1 FOR SEAL SET LOCK COUPLNG | 4039361203108 | SP Aquasafe
F40012762 | O-RING 11X2 | 4039361173890 | SP Small Parts
F40013130 | O-RING KIT F. CONC.COUPL.MALE FEMALE MSC | 4039361174408 | SP Aquasafe
F50013169 | OUTLET PRESSURE SENSOR KIT PFSL 4THED | 4039361250195 | Spare Parts NxStage
F40017315 | OVERFLOW ANGLE COMPL. | 4039361206772 | Spare parts WT Accessories
F40018267 | PAD, FOOT, DPU CABINET | 4039361200114 | Spare Parts NxStage
F40015634 | PAK SIMULATOR | 4039361185206, 4039361284305 | Spare Parts NxStage
F40012185 | PANEL TRASERO MONITOR 5008 | 4039361194987 | SP 5008
F40018710 | PANEL TRASERO MONITOR BRAZO ROTATO.5008S | 4039361219079 | Spare parts 6008
F40012184 | PANEL TRASERO MONITOR BRAZO ROTATOR.5008 | 4039361194970 | SP 5008
F40016799 | PANTALLA AQUAUNO AB EC015B | 4039361192501 | SP Aqua DAS
F40013129 | PARTITION FRAME JUNG RJ-45 MSC 08 | 4039361174392 | SP Aquasafe
F40012950 | PASAMUROS CONCENTRADO PPSU CDS3/08 | 4039361171490 | SP MVZ
F50011968 | PCB 633-5 SMT INPUT BOARD OCM 4008B/S | 4039361246426, 4039361281984, 4039361241582, 4039361240370 | Spare Parts 4008A
F40015779 | P.C.B. DISTRIBUTION BOARD SYSTEM ONE | 4039361185411 | Spare Parts NxStage
F40015772 | P.C.B GUA PUREFLOW | 4039361185091 | Spare Parts NxStage
F40018575 | P.C.B. LP 101 SC143 MULTI DATA LINK MFT | 4039361203177 | SP Multifiltrate
F40019680 | PCB LP1145-1/ PLACA DISTRIBUIDORA 5008S | 4039361213923 | Spare parts 5008S
F40013505 | P.C.B. LP1226 MULTI | 4039361175481 | SP Multifiltrate
F40017500 | P.C.B. LP1268/FUENTE DE ALIMENTACIÓN MUL | 4039361214425 | Spare parts multi
F40017501 | P.C.B. LP1269/COMMUNICATION BOARD MULTI | 4039361257873, 4039361258566, 4039361207878 | Spare parts multi
F40013506 | P.C.B. LP1355 PLACA CONTROLADORA MULTI | 4039361175498 | SP Multifiltrate
F40019037 | P.C.B. LP1467 SW3.0.2 SLSH | 4039361206826 | Spare Parts Sleep.Safe Harmony
6315131 | P.C.B.LP795A CPU BOARD W.SW1.001 CDS08 | 4046241017373 | SP MVZ
F40016599 | P.C.B. PRESSURE/TEMPERATURE SENSOR S.ONE | 4039361185862 | Spare Parts NxStage
F40014854 | P.C.B. REMOTE CONTROL FWT | 4039361187934 | Spare parts WT Accessories
F40015852 | P.C.B. SENSOR BLD (SET) *CYCLER | 4039361221645, 4039361225230 | Spare Parts NxStage
F40015775 | P.C.B. SENSOR DE PRESIÓN *CYLCER | 4039361185107 | Spare Parts NxStage
F40015856 | P.C.B. SENSOR DE TEMPERATURA/PRESION (SE | 4039361224080, 4039361229115 | Spare Parts NxStage
F40015771 | P.C.B. TECLADO SYSTEM ONE | 4039361185121 | Spare Parts NxStage
F40012464 | PERMEATE CONNECTOR180°SINGLE-MSC S/S | 4039361171889 | SP Aquasafe
F40012495 | PERMEATE CONNECTOR STRAIGHT S/S D-MSC | 4039361172152 | SP Aquasafe
F40012485 | PERMEATE COUPL.NW6 W.DOUBLE NOZZLE 11MM | 4046241122381, 4039361172060 | SP FWT Filter
F40012498 | PERMEATE NIPPLE W.DOUBLE NOZZLE 11MM | 4039361172176 | SP FWT Filter
F40012131 | PH-INDICATOR-STRIPS 100 PCS/BOX | 4039361171476 | Spare parts WT Accessories
F40015896 | PINCH CLAMP ASSEMBLY BUNDLE | 4039361238841 | Spare Parts NxStage
5017001 | PIN RELOAD | 4039361042981, 4039361043131 | standard APD accessories
F40017433 | PIPE FORMED DRAIN DAMPER | 4039361191955 | Spare Parts NxStage
F40017434 | PIPE FORMED INLET TO DAMPENER | 4039361191948 | Spare Parts NxStage
F40012466 | PIPE SEALING CORD LOCTITE 55 150M | 4039361171902 | SP Small Parts
F40015749 | PLASTIC GRIP HANDLE *CYCLER | 4039361183332 | Spare Parts NxStage
F50018886 | PLASTIC SCRAPER SLSH | 4039361262884, 4039361253998 | SP Others PD
F50016831 | PNEUMATIC UNIT SN 6008 | 4039361254278, 4039361251116, 4039361251574, 4039361254247 | Spare parts 6008
F40012766 | POTASSIUM IODIDE TEST STRIPS(100 STRIPS) | 4039361174576 | SP Water/RO 08
M393001 | POWER CORD 5008S | 4046241131901, 4046241068948 | Spare parts 5008S
F40016339 | POWER CORD C13 TO CEE7/7 2.5M SYSTEM ONE | 4039361185770 | Spare Parts NxStage
F40013913 | POWER CORD WITH SAFETY PLUG 7M MULTI | 4039361178017 | SP Multifiltrate
F40011839 | POWER CORD WITH SAFETY PLUG FROM EC014 | 4039361177133 | SP Aqua DAS
F40011843 | POWER CORD WITH UK PLUG FROM EC014 | 4039361177171 | SP Aqua DAS
F40015891 | POWER INPUT BRACKET BUNDLE | 4039361221669 | Spare Parts NxStage
F50012471 | POWER SUPPLY 24VDC 200W FWT | 4039361245153, 4039361239879 | SP WTU
F40015753 | POWER SUPPLY 85-264V 185W PUREFLOW | 4039361183868 | Spare Parts NxStage
F40015767 | POWER SUPPLY CABEL SYSTEM ONE | 4039361185077 | Spare Parts NxStage
F40015790 | POWER SUPPLY CONTROL UNIT PUREFLOW | 4039361183561 | Spare Parts NxStage
F40013501 | POWER SUPPLY FROM EC200 SLSH | 4039361177553 | Spare Parts Sleep.Safe Harmony
F40015850 | POWER SUPPLY SET | 4039361214326 | Spare Parts NxStage
F40014625 | POWER SUPPLY SOFTCONTROL DATA/F | 4039361184209 | Spare parts AquaC
F40016624 | PRECISION SCALE 8200G | 4039361186258 | SP Tools
F40012475 | PREFILTER 20" W.PP-BLOCK CPL.AquaWTU | 4039361171988 | SP FWT Filter
F40012393 | PRESS CONTROL UNIT CONC.LINE 0-4/-1-+1,5 | 4039361171070 | Spare parts WT Accessories
F40015905 | PRESS REGULATOR BUNDLE | 4039361239169 | Spare Parts NxStage
F40015631 | PRESSURE CALIBRATION CARTRIDGE | 4039361185237 | Spare Parts NxStage
F40015627 | PRESSURE CALIBRATION TUBING | 4039361185282 | Spare Parts NxStage
F40015841 | PRESSURE DAMPENER | 4039361232092 | Spare Parts NxStage
F50013163 | PRESSURE DAMPENER KIT | 4039361249908 | Spare Parts NxStage
F40019125 | PRESSURE GAUGE 10 BAR G1/4" REAR S/S | 4039361214241, 4039361255077 | Spare parts WT Accessories
F40012503 | PRESSURE REDUCER 3/4" AquaWTU | 4039361172220 | SP FWT Filter
F40014758 | PULL-OFF PROTECTION 2,5M-POWER CORD MFT | 4039361188726 | SP Multifiltrate
F50012367 | PUMP CPL. WITH MOTOR 230V/ 50H | 4039361240066 | SP Aqua DAS
F40013773 | PUMP DRIVE FIXATION KIT CONSOLE | 4039361183288, 4039361244279 | Spare Parts Consoles
F40015762 | PUMP HEAD DIALYSATE PUREFLOW | 4039361185015 | Spare Parts NxStage
F40015770 | PUMP WATER PUREFLOW | 4039361185718 | Spare Parts NxStage
PAK-001 | PURIFICATION PACK |  | PAK
F50013188 | QUADVALVE CONDO CELL TUBING KIT PFSL 4TH | 4039361250454 | Spare Parts NxStage
F40018371 | RACK BASE TROLLEY | 4039361199876, 4039361246365 | Spare Parts Consoles
F40017459 | RAIL LONGITUD L550 CONSOLE | 4039361192471, 4039361246341 | Spare Parts Consoles
F40012598 | Reactivos para cloro total | 4039361173104 | Spare parts WT Accessories
F40015735 | REAR COVER ELECTRONICS CASE SYSTEM ONE | 4039361183813 | Spare Parts NxStage
F40015832 | REAR FAN DIFFUSER KIT | 4039361225391, 4039361221607 | Spare Parts NxStage
F40015834 | REAR FAN PLATE ASSEMBLY BUNDLE | 4039361239107 | Spare Parts NxStage
F50013173 | REAR PANEL CONNECTOR BOARD KIT PFSL 4TH | 4039361249939 | Spare Parts NxStage
F40015773 | REAR PANEL CONNECTOR BOARD PUREFLOW | 4039361185398 | Spare Parts NxStage
F40017609 | REK MCM WITHOUT P.C.B. MULTI | 4039361274184, 4039361261375, 4039361242435, 4039361224233 | Spare parts multi
F40017608 | REK MCM WITH P.C.B. MULTI | 4039361258559, 4039361261191, 4039361274276, 4039361224615, 4039361257781, 4039361242428, 4039361257774 | Spare parts multi
F40018573 | REK MULTIDATALINK MFT | 4039361203672 | SP Multifiltrate
F40014093 | RELAX PILLOW SAPPHIRE/STONE | 4039361179571 | SP Dialysis Chairs
F40014817 | RELAX PILLOW STONE SENSA SBEP | 4039361183486 | SP Dialysis Chairs
F40019942 | RELIAGATE POWER ADAPTER CABLE | 4039361214449 | Spare parts WT Accessories
F40015890 | REPLACEMENT FLUID PUSHER BUNDLE | 4039361228644, 4039361224189 | Spare Parts NxStage
F50012428 | RESTRICTOR VALVE DV3/S AQUA A/A2 | 4039361239602 | Spare parts AquaA
F40011243 | RETAINING PLATE WALL MOUNTING BIG BLUE | 4039361175047 | Spare parts WT Accessories
F40011964 | RETROFIT KIT EMV MULTI | 4039361174064 | Multifiltrate
M376001 | RETROFIT KIT FLUSH DEACTIVATION 5008 | 4046241009804 | SP 5008
F50010147 | RETROFIT KRETROFIT KIT DOOR IT DOOR LOCK | 4039361236670, 4039361258245 | Spare parts 6008
F40016806 | RIBBON CABLE 68-POLES MONITOR | 4039361187118 | Spare parts 5008S
F40016359 | RIBBON CABLE 6 POL. 30 CM *4008SV10 | 4039361187071 | Spare parts 4008S V10
F40015853 | RIBBON CABLE (AP/APF) BUNDLE | 4039361221799, 4039361228484 | Spare Parts NxStage
F50013164 | RJ45 MOUNT CABLE KIT | 4039361249991 | Spare Parts NxStage
F50012438 | RO-MEMBRANE HOTRINSE AQUA A/A2/HT | 4039361239718 | Spare parts AquaA
F40011870 | ROTARY VANE PUMP 50 Hz AQUA C UNO H | 4039361168889 | SP Aqua DAS
F50015591 | ROTARY VANE PUMP 60 Hz AQUAC UNO H | 4039361244729 | Spare parts AquaC
F40012675 | ROTARY VANE PUMP 60Hz AQUAC UNO H | 4039361171414 | SP Aqua DAS
F50012368 | ROTARY VANE PUMPE 50HZ AQUAC UNO H | 4039361266387, 4039361253929, 4039361240028, 4039361247577 | Spare parts AquaC
F50015505 | ROTERYVANE PUMP W. CONNECTIONS AQUACUNOH | 4039361253868, 4039361248987, 4039361258665 | SP Aqua DAS
M522001 | RUEDA DESDE EC 602 MFT | 4039361141011 | SP Multifiltrate
F00012309 | SAFETY FISTULA NEEDLE 15G ART, T15, N25R | 25420040818554, 5420040818550 | Arterial
F00012317 | SAFETY FISTULA NEEDLE 15G VEN, T15, N25R | 25420040818585, 5420040818581 | Venous
F00012310 | SAFETY FISTULA NEEDLE 16G ART. T15,N25R | 5420040818567, 25420040818561 | Arterial
F00012318 | SAFETY FISTULA NEEDLE 16G VEN, T15, N25R | 25420040818592, 5420040818598 | Venous
F00012316 | SAFETY FISTULA NEEDLE 17G ART, T15, N25R | 25420040818578, 5420040818574 | Arterial
F00012319 | SAFETY FISTULA NEEDLE 17G VEN, T15, N25R | 25420040818608, 5420040818604 | Venous
F00012311 | Safety Fistula needles S-14GA-R25L-R | 25420040818615, 5420040818611 | Arterial
F00012320 | Safety Fistula needles S-14GV-R25L-R | 5420040818659, 25420040818653 | Venous
F00012312 | Safety Fistula needles S-15GA-R25L-R | 25420040818622, 5420040818628 | Arterial
F00012321 | Safety Fistula needles S-15GV-R25L-R | 5420040818666, 25420040818660 | Venous
F00012313 | Safety Fistula needles S-16GA-R25L-R | 25420040818639, 5420040818635 | Arterial
F00012322 | Safety Fistula needles S-16GV-R25L-R | 25420040818677, 5420040818673 | Venous
F00012314 | Safety Fistula needles S-17GA-R25L-R | 25420040818646, 5420040818642 | Arterial
F50013806 | SAFETY LABEL SLSH | 4039361253943, 4039361254230, 4039361262709, 4039361262808, 4039361262778, 4039361252984 | SP Sleep.Safe
F50013792 | SAFETY SCREW M4X12 A2 WITH PIN-ISR T20 | 4039361242299, 4039361242381 | SP Sleep.Safe
6350011 | SAFETY SOCKET W.HINGED COVER PURE WHITE | 4046241069532 | SP CMS 08
F40001179 | SAMPLE PORT WITH CONNECTORS FOR PEX | 4039361131036 | Fittings, Sealings/O-Rings, Tubes
F40012467 | SAMPLE VALVE R1/4" COMPLETE FWT | 4039361171919 | Spare Parts prefiltration FWT
F40012459 | SAMPLE VALVE R1/4'' S/S FWT | 4039361171834 | Spare Parts prefiltration FWT
F40016017 | SAMPLING ADAPTER 1-4" | 4039361187804 | Spare parts WT Accessories
F00010119 | Scale AquaSENS max 470 mm brine tank | 4039361193874 | AquaSENS
F00010118 | Scale AquaSENS max 600mm brine tank | 4039361193768 | AquaSENS
F40015872 | SCREW 4-40x3/16 TORX FLAT HEAD BUNDLE | 4039361226282, 4039361223960 | Spare Parts NxStage
F40017412 | SCREW, 82 DEGREE, 8-32 X 1/4" LG. | 4039361191702 | Spare Parts NxStage
F40017441 | SCREW 8-32 UNC-2A FLATHEAD 82 DEG 7/16" | 4039361191870 | Spare Parts NxStage
F40017426 | SCREW 8-32 X 0.375 BUTTON HEAD | 4039361192020 | Spare Parts NxStage
F40017427 | SCREW 8-32 X 3/4" 82 DEGREE FLAT HEAD | 4039361192013 | Spare Parts NxStage
F40010364 | SCREW COVER GREY | 4039361164485 | SP Small Parts
F50013734 | SCREWDRIVER WITH SAFETY PIN TORX TX20 | 4039361241285 | Spare Parts Sleep.Safe Harmony
F40015845 | SCREW, WASHER AND SERVICE PART BUNDLE | 4039361225223, 4039361222024 | Spare Parts NxStage
F40019397 | sDAPTER BOLT DRAWER SLS SLSH | 4039361214487 | Spare Parts Sleep.Safe Harmony
F40001419 | SEALING PLUG GREY MULTI | 4039361134204 | Spare parts multi
F40001418 | SEALING PLUG WHITE MULTI | 4039361134198 | Spare parts multi
F50011875 | SELF ADHESIVE DIE-CUT PIECE | 4039361238506 | Spare parts 5008S
6308001 | SEMAFORO INDICADOR TANQUE VACIO CDS08 | 4046241040982 | SP MVZ
F00014097 | Sensa i Chair Configuration |  | Likamed Sensa i chair
F00011700 | Sensor AquaSOFT and AquaSOFT Quality |  | Water Monitoring
F40015787 | SENSOR CABLE INPUT PRESSURE PUREFLOW | 4039361185497 | Spare Parts NxStage
F40015786 | SENSOR CABLE OUTPUT PRESSURE PUREFLOW | 4039361241995, 4039361185473 | Spare Parts NxStage
F38400010 | Sensor de flujo 3/8'' x 3/32'' |  | Accessories Acute Heart & Lung
F40015783 | SENSOR DE PRESIÓN ARTERIAL PRE-BOMBA | 4039361185442 | Spare Parts NxStage
F40015857 | SENSOR DE PRESION EFLUENTE CCA (SET)*CYC | 4039361228637, 4039361223915 | Spare Parts NxStage
F40015784 | SENSOR DE PRESION VENOSA *CYCLER | 4039361185732 | Spare Parts NxStage
F40016348 | SENSOR FOR TUB PUREFLOW | 4039361185039 | Spare Parts NxStage
F40012436 | SENSOR FUGA AGUA GWF-1S JACK 2,5MM | 4039361171605 | Spare parts WT Accessories
M369001 | SENSOR NIVEL F.BIBAG TIPO 5008 F.4008 | 4046241029512 | SP 4008/2008A
F40015861 | SENSOR PRESION ARTERIAL (SET)*CYCLER | 4039361223946 | Spare Parts NxStage
F40015619 | SERIAL TO USB CONVERTER | 4039361185626 | Spare Parts NxStage
F50013466 | SERVICE CARD PLUS | 4039361245238 | SP Test Control Units
TO00101 | SERVICIOS IT |  | IT Services cHD
F40001151 | SET IMANES PARA PUERTA EBM 5008/S | 4039361130886 | SP 5008
F40013934 | SET LINEAS CICA MANTENIM. MFT PROM. MULT | 4039361177621 | SP Multifiltrate
F40019214 | SET LLAVE LUER APERTURA PRESION 5008 | 4039361207892 | Spare parts 5008S
F00010382 | SET PUERTO TOMA DE MUESTRAS AGUA |  | Water Sampling Disposables
F40010021 | SET TORNILLOS SIN CABEZA 5008S/6008 | 4039361164027 | Spare parts 6008
F50014608 | SHUNT INTERLOCK 5008/S 6008 | 4039361272845, 4039361249380, 4039361243081, 4039361249373, 4039361249472, 4039361248970, 4039361251048 | Spare parts 5008S
F00011389 | Side panel set MediaC/P compact white | 4039361221911 | Accessories Media Supply Systems
F40017310 | SIEVE BOTTOM FOR SBE 340 LITERS | 4039361204693 | Spare parts WT Accessories
F40012419 | Sifon D50*FWT | 4039361171285 | Spare parts WT Accessories
M207001 | Silencia | 4039361144623 | Silencia cyclers
F00001223 | SINGLE FILTER 20' 20µm BIG BLUE | 4039361060367 | Fine and Particel Filter
F00001222 | "Single Filter 20"" 5µm Big Blue" | 4039361060350 | Fine and Particel Filter
F00001669 | SLEEP SAFE BAL. 1.5%, 1.75CA, 5.0L, W2 | 4046241076059, 7046260758780, 4046241076042 | SLEEP.SAFE BALANCE 5000 ml
F00001670 | SLEEP SAFE BAL. 2.3%, 1.75CA, 5.0L, W2 | 4046241076066, 3400938574685, 7046260758971, 4046241076073 | SLEEP.SAFE BALANCE 5000 ml
M206001 | SLEEP SAFE HARMONY | 4039361192716 | Sleep.Safe
M206001FA | SLEEP SAFE HARMONY |  | Sleep.Safe
F00012369 | Smartbag 111.25 (300L) | 4039361242473, 4039361242480 | Smartbag (300L)
F00012578 | smartbag 111.5 (300L) | 4039361250607, 4039361250591 | Smartbag (300L)
F00001168 | Smartbag 211,25 (300L) | 4039361227708, 4039361061128 | Smartbag (300L)
F00012364 | Smartbag 211.25 (300L) | 4039361242589, 4039361242572 | Smartbag (300L)
F00012365 | Smartbag 211.5 (300L) | 4039361242558, 4039361242565 | Smartbag (300L)
F00012579 | smartbag 211.75 (300L) | 4039361250577, 4039361250584 | Smartbag (300L)
F00012366 | Smartbag 311.25 (300L) | 4039361242541, 4039361242534 | Smartbag (300L)
F00012367 | Smartbag 311.5 (300L) | 4039361242527, 4039361242510 | Smartbag (300L)
F00012368 | Smartbag 411.25 (300L) | 4039361242497, 4039361242503 | Smartbag (300L)
F50013347 | SMARTKEEPER BLOCKOUT MASTER KEY | 4039361241131 | Spare Parts Sleep.Safe Harmony
F50013348 | SMARTKEEPER RJ45 BLOCKOUT DEVICE | 4039361240820 | Spare Parts Sleep.Safe Harmony
F40015914 | SOCKET WITH WASHER BUNDLE | 4039361233587, 4039361231651 | Spare Parts NxStage
F00001120 | Softener Unit E150 Autotrol | 4039361060312 | Ion Exchange Filter
F00010137 | Softener VAD 100TT |  | Ion Exchange Filter
F00010138 | Softener VAD 150 TT |  | Ion Exchange Filter
F40017490 | SOFTWARE 3.20.2 SD-CARD AQUABPLUS | 4039361192389 | ET AQUABPLUS
F40010919 | SOFTWARE 3.21.0 SD-CARD AQUABPLUS | 4039361166274 | ET AQUABPLUS
F00011794 | software maintenance Therapy Monitor |  | Dialysis-IT Services
F50013784 | SOFTWARESET SERVICE SOFTWARE SCB OHNE CD | 4039361242176 | Spare Parts Consoles
F40015153 | SOFTW.SET 4008 SERVICE SW LICENCIA | 4039361184322 | SP 4008/2008A
F40015152 | SOFTW.SET 5008/S 6008 SERVICE SW LICENSE | 4039361184315 | Spare parts 6008
F40015159 | SOFTW.SET MULTI SERVICE SW LICENSE | 4039361184377 | Spare parts multi
F40015156 | SOFTW.SET SERVICE SW LICENSE - FWT | 4039361184391 | Spare parts WT Accessories
F40015151 | SOFTW.SET SERVICE SW LICENSE - MFT | 4039361184360 | SP Multifiltrate
F40015157 | SOFTW.SET SLSH SERVICE SW LICENSE | 4039361184353 | Spare Parts Sleep.Safe Harmony
F40015158 | SOFTW.SET SLS SERVICE SW LICENSE | 4039361184346 | SP Sleep.Safe
F50013162 | SOLDING BAR KIT | 4039361249878 | Spare Parts NxStage
F40015915 | SOLENOID VALVE BUNDLE | 4039361232207 | Spare Parts NxStage
F40014626 | SOLENOID VALVE SOFTCONTROL DATA/F | 4039361184193 | Spare parts AquaC
F40001661 | SOLENOID VALVE V10 ACOUSTICS AQUA C UNO | 4039361135706 | Spare parts AquaC
F40017316 | SOLE VALVE SBV 2310 WITHOUT AIR-CHECK | 4039361204532 | Spare parts WT Accessories
F30000145 | soporte compacto Xenios |  | Holders
F40013945 | SOPORTE INCLINABLE * MULTIFI * MFT | 4039361177829 | SP Multifiltrate
F40018364 | STABILIZIER WITH CASTOR L270 | 4039361199432, 4039361245566 | Spare Parts Consoles
M281001 | STATOR MULTIFILTRATE | 4046241030525, 4046241127621 | SP Multifiltrate
F00001675 | STAY SAFE BAL. 1.5%, 1.75CA, 2.0L, W2 | 4046241076165, 7046260068605, 4046241076172 | STAY.SAFE BALANCE 2000 ml
F00001680 | STAY SAFE BAL. 4.25%, 1.25CA, 2.0L, W2 | 7046260095601, 4046241076264, 4046241076271 | STAY.SAFE BALANCE 2000 ml
F00001677 | STAY SAFE BAL. 4.25%, 1.75CA, 2.0L, W2 | 4046241076202, 7046260069374, 4046241076219 | STAY.SAFE BALANCE 2000 ml
F40015865 | SUBASSY LATCH UI DOOR BUNDLE | 4039361240486 | Spare Parts NxStage
F50013182 | SUBASSY LATCH UI DOOR KIT PFSL 4THED | 4039361250812 | Spare Parts NxStage
F50013185 | SUBASSY UI DISPLAY DOOR CU KIT PFSL 4THE | 4039361250928 | Spare Parts NxStage
F40010898 | SWABS TEXWIPE 6008 | 4039361170295 | Spare parts 6008
F40012719 | SWITCH UNIT FOR 2 RO AQUASFE/AQUASTORE | 4039361173593 | SP CMS 08
F40013881 | SYPHON R1 1/4" X 40MM WHITE INST.FWT MSC | 4039361179342 | Spare parts WT Accessories
F40013006 | SYRINGE HOLDER HEPARIN PUMP MULTI | 4039361276744, 4039361177089 | SP Multifiltrate
F40014238 | TAPA BVM CON SOPORTE LINEA *6008 | 4039361179106 | Spare parts 6008
F40018131 | TAPA CHASIS UNIDAD DE CONTROL* PUREFLOW | 4039361194697 | Spare Parts NxStage
F40015738 | TAPA VENTILADOR CON FILTRO PUREFLOW | 4039361183820 | Spare Parts NxStage
F40015918 | TAPE KIT | 4039361239145 | Spare Parts NxStage
F50010536 | TAPON ROSCA AMARILLO BIDON 5L | 4039361239282, 4039361259778 | Spare parts 6008
F40019777 | TARJETA DISTRIBUIDOR *AQUAWTU | 4039361216498 | SP FWT Filter
F40016622 | TELESCOPE SEARCH MIRROR | 4039361186227 | SP Tools
6342001 | TEMPERATURE SENSOR CPL. AquaHWCS | 4046241021691 | SP RO 700
E000000144 | TEST D.ANT SARS-COV-2 PAMBIO COVID-19 AG |  | Other Disposables non-therapy specific
F40012796 | TEST IRON 0.04-1.0MG/L *FWT | 4039361173746 | Spare parts WT Accessories
F40012445 | TEST KIT VISOCOLOR HE CHLORINE | 4039361171674 | SP Water/RO 08
F40012530 | TEST TOTAL HARDNESS FWT | 4039361172480 | Spare parts WT Accessories
F40018193 | THERMAL PASTE W235 (CONTENT OF TUBE 35G) | 4039361241438, 4039361198183 | Spare Parts Consoles
F40012439 | THROUGH COUPLING DN 6 R 1/4"W.NOZZLE MSC | 4039361171629 | SP Aquasafe
F00010189 | Through nipple DN6 nozzle 9mm stainless | 4039361193928 | Accessories Media Supply Systems
F40016590 | THUMB SCREW 3/8-16X5/8 SYSTEM ONE | 4039361185657 | Spare Parts NxStage
F40016633 | TIMER | 4039361186210 | SP Tools
F00010984 | Tira reactiva dureza agua (5-120ppm) 50p |  | Water analysis test kits
F00010983 | Tiras cloraminas (0.01-0.2ppm) 100 uds. |  | Water analysis test kits
F40016614 | TORQUE WRENCH 0,2 - 1,2 Nm | 4039361188696 | SP Tools
F40016616 | TORQUE WRENCH 1,0 - 5,0 Nm | 4039361188702 | SP Tools
F40012599 | TOTAL CHLORINE CHECKER | 4039361173111 | Spare parts WT Accessories
F40017553 | TOTAL LYING SURFACE DRIVE | 4039361200022 | SP Dialysis Chairs
F40018715 | TOUCH / DISPLAY UNIT 5008S 6008 | 4039361218904, 4039361249229, 4039361260620 | 5008 NBC
F40012522 | TRAFFIC LIGHT AQUAA/CEDI/BPLUS/SENS GRX+ | 4039361172411 | Spare parts AquaA
F50012446 | TRANSDUCER (COND/TEMP/PRESS) AQUA A/A2 | 4039361240257 | Spare parts AquaA
F40015990 | TRANSDUCTOR (COND/TEMP/PRESS) AQUA A/A2 | 4039361190521 | Spare parts AquaA
F50012324 | TRANSDUCTOR DE PRESIÓN 500PSI AQAUWTU | 4039361239947 | SP FWT Filter
F40017225 | TRANSFORMADOR *CLACK | 4039361203696 | Spare parts WT Accessories
F50013177 | TUB ASSEMBLY 230V KIT PFSL 4THED | 4039361276171, 4039361250799 | Spare Parts NxStage
F40017413 | TUBING PUSHER | 4039361191719 | Spare Parts NxStage
F40012797 | TUBING PVC BLACK REINFORCED 10X3 | 4039361174781 | SP 4008/2008A
F40014768 | TUBING SET F. CALIBRATION OF THE CONSOLE | 4039361235178, 4039361186586 | Spare Parts Consoles
F50017753 | TUBING SILICONE 6.1X2.6MM WHITE 3M LONG | 4039361250294, 4039361262280, 4039361250300, 4039361262006 | SP Water/RO 08
F40015537 | TUBO CONCENTRADO L = 1400MM AQUABPLUS | 4039361192921 | ET AQUABPLUS
F40012479 | TUBO CONECTOR Y12 AQUAWTU | 4039361172015 | SP FWT Filter
F40019965 | TUBO DE SILICONA 6.35X2.65MM | 4039361221744, 4039361228569, 4039361242404, 4039361246488 | Spare Parts 2008H/K/T (USA)
M371001 | TUBO ROJO TOMA CONCENTRADO+ FILTRO 5008S | 4046241002867 | Spare parts 5008S
F40014714 | TURBINE SYSTEM FOR VTH25 FLOW METER FWT | 4039361180140 | Spare parts WT Accessories
F00000193 | TWISTER | 4039361044039, 4039361044077 | Bloodline Accessories ETO
F00010491 | U-bend incl rubber seal MediaC/P/R | 4039361200992 | Accessories Media Supply Systems
F00010822 | Ultrafilter Unit/Citrate compl Filter 2x | 4039361206000 | Accessories Concentrate Supply Systems
F00011349 | Ultrafilter unit cpl. 3x 2 rings CDS08 | 4039361220198 | Accessories Concentrate Supply Systems
F40011684 | UMED II BASIC-SET | 4039361167486 | SP Test Control Units
F40001212 | UNIDAD CONECTORES TAPA BYPASS 5008/S | 4039361130893 | SP 5008
F40001958 | UNIDAD CONTROL MCLII CARE BEP | 4039361134235 | SP Dialysis Chairs
F00011347 | Unidad ultrafiltro cpl. 2x 1 anillo | 4039361220174 | Accessories Concentrate Supply Systems
F40019477 | USB STICK | 4039361213824 | Spare parts WT Accessories
F40014623 | USB-STICK DISPLAY SW AQUA A/CEDI GRX+ | 4039361179519 | Spare Parts Granumix plus
F40018758 | USB-STICK FOR SOFTWARE UPDATE CONSOLE | 4039361204433 | Spare Parts Consoles
F50014226 | USB-STICK SOFTWARE 1.01.3 AQUASENS | 4039361242701 | SP CMS 08
F50013186 | UV BALLAST ASSEMBLY KIT PFSL 4THED | 4039361250522 | Spare Parts NxStage
F40015795 | UV-LAMP PUREFLOW | 4039361185671 | Spare Parts NxStage
F40015876 | UV LIGHT, BULB AND QUARTZ SLEEVE SET | 4039361214333 | Spare Parts NxStage
F40017254 | VALVE GROUP AQUASENS | 4039361196707 | Spare parts WT Accessories
F40017833 | VALVE V36(S)/V46(S) AQUABPLUS | 4039361193126 | ET AQUABPLUS
F40011080 | VALVULA DE LUMEN SIN CUERPO BASE V22 | 4039361166717 | SP WT Kosmed
F40011057 | VÁLVULA DE RETENCIÓN SIN CUERPO BASE VR4 | 4039361166670 | SP WT Kosmed
ES00000248 | Variadores frec.Speedmatic master1001110 |  | Spare Parts prefiltration FWT
F33510001 | Ven Drain cannula 21FR, long (55cm) | 4037691559124 | Cannulas iLA
F40015855 | VENOUS AIR DETECTOR SENSOR CCA BUNDLE | 4039361223908, 4039361229092 | Spare Parts NxStage
F40015888 | VENOUS PUSHER BUNDLE CYCLEUR NXSTAGE | 4039361224271 | Spare Parts NxStage
F40017414 | VENOUS TUBING PUSHER | 4039361191726 | Spare Parts NxStage
E000000141 | VISOR FACIAL PROTECCION |  | Other Disposables non-therapy specific
F40013111 | V-SEALING TANK | 4039361180171, 4039361244330 | Spare Parts Hyperthermia
F40015745 | WATER INLET CONNECTOR PUREFLOW | 4039361183936 | Spare Parts NxStage
F40015746 | WATER OUTLET CONNECTOR PUREFLOW | 4039361183943 | Spare Parts NxStage
F40015740 | WATER SHUTOFF VALVE | 4039361184902 | Spare Parts NxStage
F50013167 | WATER SHUTOFF VALVE KIT PFSL 4THED | 4039361250188 | Spare Parts NxStage
F00012041 | Water tank connecting tube ROTEX M1" |  | Feed Water Tank
F00012045 | Water tank float switch | 4046241125597 | Feed Water Tank
F50013503 | WIRE STRIPPER 7MM | 4039361240578 | SP Tools
F40012706 | WQS SAMPLE ADAPTER FOR PERMEATE NIPPLE | 4039361174583 | Spare parts WT Accessories
F40012571 | WQS SAMPLING SET FOR SAMPLE PORT | 4039361172794 | Spare parts WT Accessories
F40017142 | WQS SAMPLING SET PERMEATE FEMALE | 4039361189655 | Spare parts WT Accessories
F50017190 | WRENCH SET INCH SIZE | 4039361248819 | Spare Parts NxStage
F30000166 | XENIOS BATTERY PACK | 4039361250652 | Accessories Acute Heart & Lung
F32000014 | XLung kit 230 | 4057224901244 | Tubing Sets LT iLA
F40001525 | ZEOLITH FILTER MATERIAL |  | Spare Parts prefiltration FWT
F50026587 | DISPLAY WITH MOUNTING FRAME (FM3) | 4039361262822, 4039361264109, 4039361262549 | Spare parts 5008S
F40020243 | DOOR HANDLE ASSEMBLY BUNDLE | 4039361221652 | Spare Parts NxStage
F50022316 | FASTENING SET PRESSURE ACTUATOR | 4039361255978 | Spare parts 6008
F40020283 | FLOW METER SENSOR 3/8" X 3/32" CONSOLE | 4039361218874, 4039361244514, 4039361243791 | Spare Parts Consoles
M300241 | HYDRAULIKPUMPE SLEEP.SAFE | 4046241132786, 4046241128987, 4046241131185, 4046241031584 | SP Sleep.Safe
F30020043 | i-cor puls TC kit IPS advanced | 4057224004389 | Tubing Sets i-cor
F40020290 | iV BOTTLE HOLDER COMPACT WITH POLE | 4039361219772, 4039361244569, 4039361243432 | Spare Parts Consoles
100213E | KIT DE CLORO |  | Other Consumables
100214E | KIT DE DUREZA |  | Other Consumables
F40020300 | KIT DE SISTEMA DE TUBOS 3.0 M PARA HU 35 | 4039361224622, 4039361243593 | Spare Parts Hyperthermia
ES100209E | LLAVE PARA ABRIR BIDONES |  | Accessories for Local Prod. Concentrates
100209E | LLAVE PARA ABRIR BIDONES |  | Accessories for Local Prod. Concentrates
M200221 | MONITOR 4008S B/D/BB/CCC | 4039361039455 | 4008 S
5070021 | MOTOR PIECERO BEP | 4039361002534 | SP Dialysis Chairs
100221E | NEVERA CON ACUMULADOR |  | Other Consumables
ES100221E | NEVERA CON ACUMULADOR |  | Other Consumables
6360021 | O-RING EPDM 120X4,5 FOR AquaUNO | 4046241049268 | SP Aqua DAS
F40020242 | P35 BUNDLE SYSTEM ONE | 4039361222000, 4039361227661 | Spare Parts NxStage
100216E | PASTILLAS PARA CLORO DPD1 250 unidades |  | Other Consumables
100218E | PASTILLAS PARA CLORO DPD3 250 unidades |  | Other Consumables
F50027106 | PCB LP 1425 FM3 BOARD 5008S | 4039361260682, 4039361277383, 4039361260774, 4039361274238, 4039361261115 | Spare parts 5008S
F50028768 | PICKIT IN-CIRCUIT DEBUGGER | 4039361261139, 4039361261016 | Spare Parts NxStage
F40020229 | PINCH PAD TIMING AND VALVE TO ROTOR TF | 4039361246181 | Spare Parts NxStage
F40020250 | POWER SUPPLY NSO+ BUNDLE *VERSI HD | 4039361253851 | Spare Parts NxStage
F40020291 | PRESSURE CABLE IPS PR NOVALUNG KIT*CONSO | 4039361243654, 4039361218737 | Spare Parts Consoles
F50029426 | PRESSURE TRANSDUCER -0.9/+2.0 5008S 6008 | 4039361264277, 4039361263478 | Spare parts 5008S
F50029399 | PRESSURE TRANSDUCER 5008S 6008 | 4039361263362, 4039361263973 | Spare parts 5008S
100222E | REPUESTO COMPLETO DUREZA |  | Other Consumables
F50021997 | RETROFIT KIT BPM3 5008S 6008 | 4039361266813, 4039361275433, 4039361279691, 4039361268978, 4039361278793 | BPS 08/BPM
F40020237 | SCREWS SPACERS PRE TX UNIT | 4039361230708 | Spare Parts NxStage
F40002456 | SEALING KIT EBM 6008 | 4039361218690, 4046241099201 | Spare parts 6008
F50028686 | SERIAL NUMBER TAG PUREFLOW | 4039361261009 | Spare Parts NxStage
F00002335 | Set catéter doble luz FHC-1315 13F 15cm | 4039361068851, 4039361070823, 4039361070816 | High Flow Double Lumen
F00002336 | Set catéter doble luz FHC-1317,5 | 4039361068868, 4039361070847, 4039361070830 | High Flow Double Lumen
F00002337 | Set catéter doble luz FHC-1320 13F 20 cm | 4039361068875, 4039361070854, 4039361070861 | High Flow Double Lumen
F00002338 | Set catéter doble luz FHC-1325 13F 20 cm | 4039361068882, 4039361070878, 4039361070885 | High Flow Double Lumen
ES00000229 | SET CVC CONNECTION TALLA L | 8596222007993, 8596222008013 | Other Consumables
ES00000228 | SET CVC CONNECTION TALLA M | 8596222007986, 8596222007962 | Other Consumables
ES00000227 | SET CVC CONNECTION TALLA. S | 8596222007931, 8596222007955 | Other Consumables
ES00000232 | SET CVC DISCONNECTION TALLA L | 8596222007924, 8596222007900 | Other Consumables
ES00000231 | SET CVC DISCONNECTION TALLA M | 8596222007894, 8596222007870 | Other Consumables
ES00000230 | SET CVC DISCONNECTION TALLA S | 8596222007863, 8596222007849 | Other Consumables
ES00000226 | SET FISTULA TALLA L | 8596222007818, 8596222007832 | Other Consumables
ES00000225 | SET FISTULA TALLA M | 8596222007788, 8596222007801 | Other Consumables
ES00000224 | SET FISTULA TALLA S | 8596222007771, 8596222007757 | Other Consumables
F00002827 | Set tratamiento 5008 MIXED HDF | 4039361072452, 4039361072445 | Dialysis-Sets
F40020241 | SIDE GUSSET ASS. W. BEARINGS (R OR L) | 4046241121797, 4046241124729 | Spare Parts NxStage
ES00000271 | Sillón Domiciliario HDD |  | Chairs, Beds Others
1002391 | SISTEMA GOTEO CON TOMA DE AIRE |  | Other Consumables
1002411 | SISTEMA GOTEO SIN TOMA DE AIRE |  | Other Consumables
M20026XFA | SLEEP.SAFE DEVICE USED |  | Used Cyclers Sleep.Safe
M20026X | SLEEP.SAFE DEVICE USED | 4039361039516 | Used Cyclers Sleep.Safe
F0000232D | Smartbag 211.75 (4.7Lx2) | 4039361067519, 4039361067649 | Smartbag (4.7L)
F0002007D | Smartbag CA 311,5 (4.2Lx2) | 4039361073503, 4039361073947 | Smartbag CA (4,2L)
ES1002521 | SMART COMPRESOR BRAZO |  | Other Consumables
1002521 | SMART COMPRESOR BRAZO |  | Other Consumables
5000261 | SOPORTE CAMARA ART. DOBLE (DEL.UNIT 5) | 4046241012705 | SP 4008/2008A
5000271 | SOPORTE CÁMARA ARTERIAL SIMPLE | 4046241012712 | SP 4008/2008A
F40002002 | SOPORTE JERINGA BOMBA HEPARINA 5008/S | 4039361133702 | SP 5008
F40020286 | SOPORTE PARA EL ACCIONAMIENTO DE LA BOMB | 4039361244545, 4039361263485, 4039361224318, 4039361264086, 4039361264482, 4039361258122, 4039361231507, 4039361243463 | Spare Parts Consoles
F00006002 | STAY SAFE BICAVERA 2.3% 1.75Ca 2.0L EU | 3400935852489, 4046241089448, 7046260086005, 4046241089455 | STAY.SAFE BICAVERA 2000 ml
F40020236 | STEEL WIRE ROPE W MOUNTING HW | 4039361251680, 4039361232221, 4039361251871 | Spare Parts NxStage
F35190002 | Steriltuch iLA activve |  | Tubing Sets ST Medos-Case
100217E | SUERO FISIOLOGICO B.P.1000 (616045) |  | Rinsing Sol. 1000 ML
100225E | SUERO FISIOLOGICO B.P.100 (602861) |  | Rinsing Sol. 250 ML
1002381 | SUERO FISIOLOGICO B.P. 500 (616003) |  | Rinsing Sol. 500 ML
F38380022 | Synchronized Cardiac Support Package | 4057224103570 | Consoles Acute Heart & Lung
ES00000250 | Tanque agua PPR fondo en rampa 1000 litr |  | Spare Parts prefiltration FWT
ES00000251 | Tanque agua PPR fondo en rampa 2000 litr |  | Spare Parts prefiltration FWT
100224E | TAPON PARA CATETER HD |  | Other Consumables
E000000253 | TEST D.ANT SARS-COV-2 PAMBIO COVID-19 AG | 4039361213114, 4039361208875, 4039361208264, 4039361213121, 4039361208257 | Other Disposables non-therapy specific
ES100220E | TEST DE ENDOTOXINAS |  | Other Consumables
100220E | TEST DE ENDOTOXINAS |  | Other Consumables
F50026566 | TOUCH/DISPLAY UNIT FM3 BOARD 5008S 6008 | 4039361262532, 4039361273187, 4039361262525, 4039361276935 | Spare parts 5008S
F40002224 | TRANSDUCTOR PRESION 500PSI AQAUWTU | 4039361135270 | SP FWT Filter
F40020234 | UF PUMP SHOE ADJUSTEMENT TEST FIXTURE | 4039361246297, 4039361245269 | Spare Parts NxStage
F40020246 | WASTE BAG REGULATOR TEST FIXTURE | 4039361246273 | Spare Parts NxStage
F40020303 | WATER CONN. CHILD AND INFANT OXYGENATOR | 4039361243562, 4039361218898, 4039361225674 | Spare Parts Hyperthermia
F40020301 | WATER CONNECTION ADULT OXYGENATOR | 4039361218768 | Spare Parts Hyperthermia
6700371 | JUNTA TÓRICA HANSEN NEGRA (D.U. 25) | 4046241003796 | SP Small Parts
F50033907 | MICROSD-KARTE SOFTWARE 3.22.2 AQUABPLUS | 4039361265588 | SP WT Kosmed
5070031 | MOTOR HEIGHT ADJUSTMENT BEP | 4039361002619 | SP Dialysis Chairs
F50032386 | PACKAGING FOR WARMER | 4039361263683 | Spare Parts NxStage
F50031328 | PCB LP 1142-1/EXT. I/O BOARD 5008S 6008 | 4039361262587 | Spare parts 5008S
F50037628 | PFSL SW 1.16.12 UPGRADE DRIVE | 4039361266783, 4039361266806 | Spare Parts NxStage
F50032649 | PIN COMPACT HOLDER CE KONSOLE | 4039361266981 | Spare Parts Consoles
F50034810 | SD-CARD SOFTWARE 1.01.3 CDS3 | 4039361266134 | SP MVZ
F50035465 | SD-CARD SW3.2.1 SLSH | 4039361265298 | Spare Parts Sleep.Safe Harmony
TMD000321FA | Seca 657r geeicht große Plattformwaage |  | 4008 S classic
F00003068 | Smartbag 211.5 (300L) | 4039361072322, 4039361227685 | Smartbag (300L)
F00003069 | Smartbag 311,25 (300L) | 4039361072308, 4039361227692 | Smartbag (300L)
M300341 | SOFTWARE ACTION PROCESSOR VERSION 0.47 | 4046241031614 | SP Sleep.Safe
M300351 | SOFTWARE PROCESA. SEGURIDAD V 0.77 | 4046241031621 | SP Sleep.Safe
ES00000345 | SOPORTE OXIGE. ASISTOLIA TERUMO XX-CXH15 |  | Other Disposables iLA
F50034809 | USB CABLE 2.0 1.8M TYP A/A AQUASOFT QUA | 4039361266370 | SP Aqua HWCS
F40003885 | VALVE CONCENTRATE PRESSURE AQUABPLUS | 4039361141806 | ET AQUABPLUS
F40003445 | VALVULA SALMUERA PARA DESCALCIFICADOR PO | 4039361140311 | Spare parts AquaC
F39510003 | Ven Drain cannula 25FR, long (55cm) | 4037691583143 | Cannulas iLA
M500481 | DISPLAY WITH LP1095 AND LP1098 BCM 3.3 | 4039361094638 | SP BCM
M400421 | FAN FOR POWER SUPPLY SLEEP.SAFE | 4046241064216 | SP Sleep.Safe
F38350041 | iLA UniversalHolder-Spike |  | Holders
F50040906 | LABEL MDR WITH UDI SLSH | 4039361278885, 4039361269616, 4039361280987, 4039361271718, 4039361269999 | Spare Parts Sleep.Safe Harmony
M320041 | LEVEL DETEKTOR 5008/S | 4046241004922 | SP 5008
H260041FA | LIKAMED DIALYSIS CHAIR BASE A3 GREY |  | Likamed Sensa chair
H260041 | LIKAMED DIALYSIS CHAIR BASE A3 GREY |  | Likamed Sensa chair
F38350047 | Pack de baterias Xenios | 4057224903743 | Accessories Acute Heart & Lung
M280041 | PERCHA SUERO (GRANDE) MULTIFILTRATE | 4046241029758 | Multifiltrate
F50004445 | SAMPLE PORT PNK 3/8" | 4039361222734, 4039361222390 | Spare parts AquaA
F40004419 | SEAL AIR DISTRIBUTION PLATE SLS SLSH | 4039361142247 | SP Small Parts
F40004579 | SEATING SALSA | 4039361147778 | SP Dialysis Chairs
ES00000484 | Sesion Dialisis HDL OL1 |  | Dialysis-Sets
ES00000485 | Sesion Dialisis HDL OL 2 |  | Dialysis-Sets
ES00000486 | Sesion Dialisis HDL OL 3 |  | Dialysis-Sets
F40004175 | SIDE CUTTER 140MM | 4046241101706 | SP Tools
M200441 | SLEEP.SAFE TM BAG CONTAINER | 4039361039578 | Cycler Accessories
M200421 | SLEEP.SAFE TM PORTER | 4039361039554 | Cycler Accessories
F40004566 | SLIDER / CAPS SALSA | 4039361150730 | SP Dialysis Chairs
F40004174 | SNIPE NOSE PLIERS ANGLED 200MM | 4046241101713 | SP Tools
F40004177 | SNIPE NOSE PLIERS STRAIGHT 160MM | 4046241101683 | SP Tools
F40000434 | SOFTWARE 1.01.01 SD-CARD CDS3 | 4039361135768 | SP MVZ
F50004507 | SUCTION TUBE LONG WITH FILTER | 4039361222727, 4039361222697, 4039361219727 | SP Other HD-Devices
F40004386 | TERMINAL DE ENTRADA ANALOGICO KL3172 | 4039361144272 | Spare parts WT Accessories
ES00000406 | TEST D.ANT SARS-COV-2+GRIP A&B PAMBIO PA | 4051892006485 | Other Disposables non-therapy specific
ES00000453 | Test Panvio - 19 Ag Rapid Test Device | 4051892001237 | Other Disposables non-therapy specific
F40004237 | TOOL SET BASIC DIALYSIS | 4046241101799 | SP Tools
F40004239 | TOOL SET BASIC FWT | 4046241101812 | SP Tools
F50004759 | TORNILLO PRISIONERO TRANS. PRESION 6008 | 4039361222833, 4039361221379, 4039361255879, 4039361230647 | Spare parts 6008
F40004487 | TOTAL CHLORINE CHECKER | 4039361144326 | Water analysis test kits
F40004494 | TOUCH / DISPLAY UNIT AQUASENS | 4039361148102 | Spare parts WT Accessories
F40004480 | TUBING 4X1MM TRANSPARENT | 4039361144302 | Spare parts WT Accessories
F38350048 | Unidad propulsora Xenios DP3 | 4057224903750 | Accessories Acute Heart & Lung
3005131 | DISPENSADOR DE TOALLITAS |  | Other products, not therapy specific
ES3005131 | DISPENSADOR DE TOALLITAS |  | Other products, not therapy specific
ES3005421 | DOSIFICADOR (BOMBA FALCON) |  | Other products, not therapy specific
3005421 | DOSIFICADOR (BOMBA FALCON) |  | Other products, not therapy specific
3005431 | ESPARADRAPO 10x10 |  | Other products, not therapy specific
3005201 | ESPARADRAPO LEUKOPOR 9,2X2,5 |  | Other products, not therapy specific
3005511 | GUANTES ESTERILES LATEX S/P 6-7 tallaS |  | Other products, not therapy specific
3005521 | GUANTES ESTERILES LATEX S/P 7-8 tallaM |  | Other products, not therapy specific
3005531 | GUANTES ESTERILES LATEX S/P 8-9 tallaL |  | Other products, not therapy specific
3005661 | JABON LIQUIDO DERMATOLOGICO 1L. |  | Other products, not therapy specific
3005581 | JERINGAS 10ML.2P-LUER S/AGUJA |  | Other products, not therapy specific
3005651 | JERINGAS 20 ML. 2 PIEZAS |  | Other products, not therapy specific
3005591 | JERINGAS 2 ML. 2P-LUER S/AGUJA |  | Other products, not therapy specific
3005601 | JERINGAS 5 ML. 2P-LUER S/AGUJA |  | Other products, not therapy specific
F35510055 | Kit Canula Femoral venosa F20, 3/8'' | 4250358109702 | Cannulas Medos-Case
H260051 | LIKAMED DIALYSIS CHAIR BASE A3 BLUE |  | Likamed Sensa chair
3005491 | MANGUITO 17-22 CMS |  | Other products, not therapy specific
ES3005491 | MANGUITO 17-22 CMS |  | Other products, not therapy specific
3005721 | MASCARILLAS DESECHABLE 50U. |  | Other products, not therapy specific
M200551 | MONITOR 4008H BIBAG/BCD/AP | 4039361039608 | 4008 H
M200541 | MONITOR 4008H (ON-LINE PLUS) | 4039361039592 | 4008 H
3005271 | PINZA HEMOSTASICA |  | Other Consumables
300534E | PULVERIZADOR FREKA DERM |  | Other products, not therapy specific
ES3005811 | ROLLOS DE BOLSAS |  | Other products, not therapy specific
3005811 | ROLLOS DE BOLSAS |  | Other products, not therapy specific
F40005214 | SDI(SILT DENSITY INDEX) MEASURING DEVICE | 4039361146207 | Spare Parts prefiltration FWT
F40005187 | SET OF BRAKE CABLES 5008S | 4039361145613 | Spare parts 5008S
F00005286 | Smartbag CA 211,5 (4.7Lx2) | 4039361095055, 4039361094812 | Smartbag CA (4,7L)
F00005537 | Smartbag CA 211,75 (4.7Lx2) | 4039361105983, 4039361105976 | Smartbag CA (4,7L)
F00005287 | Smartbag CA 311,5 (4.7Lx2) | 4039361094522, 4039361094430 | Smartbag CA (4,7L)
F00005538 | Smartbag CA 311,75 (4.7Lx2) | 4039361105297, 4039361105280 | Smartbag CA (4,7L)
3005871 | SOBRES DE 6 GASAS 16X25 |  | Other products, not therapy specific
F40005427 | SOCKET WRENCH 4MM | 4046241101621 | SP Tools
F40005421 | SOCKET WRENCH SET 1/4" | 4046241101881 | SP Tools
F40005067 | SYSTAINER FWT / DIALYSIS | 4039361147020 | SP Test Control Units
1005041 | TALLA 50x75IMPERMEABLE ESTERIL |  | Other Consumables
ES3005441 | TENSIOMETRO AUTOMATICO M6/M3 |  | Other products, not therapy specific
3005441 | TENSIOMETRO AUTOMATICO M6/M3 |  | Other products, not therapy specific
3005991 | TIJERAS A/R 14 CM. |  | Other products, not therapy specific
ES3005991 | TIJERAS A/R 14 CM. |  | Other products, not therapy specific
ES3005251 | TOALLITAS PARA DISPENSADOR |  | Other products, not therapy specific
3005251 | TOALLITAS PARA DISPENSADOR |  | Other products, not therapy specific
F40005065 | TOOL CASE VERSION MDTEST DIALYSIS | 4039361147396 | SP Tools
F40005061 | TOOL CASE VERSION MDTEST FWT | 4039361147419 | SP Tools
F40005063 | TOOL CASE VERSION REVEX DIALYSIS | 4039361147402 | SP Tools
F40005425 | TUBE CUTTER SMALL TOOL | 4046241101928 | SP Tools
M005391 | TUBE LOCK GENIUS 90 | 4046241026221 | SP Genius
F40005426 | TWEAKER | 4046241101935 | SP Tools
F40005890 | UPHOLSTERY BACK PART BASE LIGHT GREY | 4039361147907 | SP Dialysis Chairs
F40005882 | UPHOLSTERY FOOT PART EVOLUTION GREY | 4039361146825 | SP Dialysis Chairs
F40005888 | UPHOLSTERY SEAT PART BASE LIGHT GREY | 4039361147884 | SP Dialysis Chairs
F40005884 | UPHOLSTERY SEAT PART EVOLUTION GREY | 4039361146849 | SP Dialysis Chairs
F50054268 | USB-STICK SOFTWARE 2.50.1 | 4039361280246, 4039361279387 | Spare parts 6008
F38350050 | Xenios sensor box ECG | 4057224903712 | Accessories Acute Heart & Lung
F38350065 | Holder for DELTASTREAM |  | Holders
3006311 | JERINGA INSULINA 1ml Omnican 100 0.33x12 |  | Other products, not therapy specific
3006251 | JERINGA OMNIFIX 50 ML L-L SIN LATEX |  | Other products, not therapy specific
M300611 | LAMPARA PARA DISPLAY NL 6448AC20-08 | 4046241031652 | SP Sleep.Safe
H260061FA | LIKAMED DIALYSIS CHAIR BASE A4 GREY |  | Likamed Sensa chair
H260061 | LIKAMED DIALYSIS CHAIR BASE A4 GREY |  | Likamed Sensa chair
M200691 | MONITOR 4008H ZKV BB | 4039361039776 | 4008 H
M200651 | PD-THERMOSAFE PLUS 230V | 4039361039677 | Heater Plates
ES3006371 | PLACA CALENTADORA MEDICAL |  | Heater Plates
3006371 | PLACA CALENTADORA MEDICAL |  | Heater Plates
F40006065 | SCREWDRIVER TORX TX 25 | 4039361151478 | SP Tools
F50006597 | SD-CARD FOR LINUX CONSOLE | 4039361258375, 4039361227197, 4039361242732 | Spare Parts Consoles
F00006957 | Silencia Vario System 2 | 4039361132972, 4039361132989, 4039361132996 | Silencia Sets
F00006372 | SLEEP SAFE BICAVERA 1.5%,1.25CA,5.0L | 3400930083253, 4046241092226, 4046241092219 | SLEEP.SAFE BICAVERA 5000 ml
F00006373 | SLEEP SAFE BICAVERA 2.3%,1.25CA,5.0L | 3400930083291, 4046241092202, 4046241092196 | SLEEP.SAFE BICAVERA 5000 ml
F00006253 | SLEEP SAFE CAPD 2, 5.0L, EU | 4046241090819, 4046241090826 | SLEEP.SAFE CAPD/DPCA 5000ml
F00006258 | SLEEP SAFE CAPD 3, 5.0L, EU | 4046241090772, 4046241090789 | SLEEP.SAFE CAPD/DPCA 5000ml
F00006254 | SLEEP SAFE CAPD 4, 5.0L, EU | 4046241090802, 4046241090796 | SLEEP.SAFE CAPD/DPCA 5000ml
F00006883 | Smartbag 111.25 (4.7L x2) | 4039361131517, 4039361131524 | Smartbag (4.7L)
F0000064D | Smartbag 111,5 (4.7Lx2) | 4039361057565, 4039361057633 | Smartbag (4.7L)
F0000065D | Smartbag 211,25 (4.7Lx2) | 4039361065553, 4039361065744 | Smartbag (4.7L)
F0000066D | Smartbag 211,5 (4.7Lx2) | 4039361057596, 4039361057619 | Smartbag (4.7L)
F0000067D | Smartbag 311,25 (4.7Lx2) | 4039361057602, 4039361057626 | Smartbag (4.7L)
F00000067 | Smartbag 311,25 (4.7Lx60) | 4039361057664, 4039361044602, 4039361020880 | Smartbag (4.7L)
F0000068D | Smartbag 311,5 (4.7Lx2) | 4039361067526, 4039361067632 | Smartbag (4.7L)
F00006557 | Smartbag CA 211.5 (4.2Lx2) | 4039361121549, 4039361121976 | Smartbag CA (4,2L)
F00006558 | Smartbag CA 211.75 (4.2Lx2) | 4039361121563, 4039361121556 | Smartbag CA (4,2L)
F00006559 | Smartbag CA 311,75 (4.2Lx2) | 4039361121990, 4039361121983 | Smartbag CA (4,2L)
F00006560 | Smartbag CA 411.5 (4.2Lx2) | 4039361122003, 4039361122010 | Smartbag CA (4,2L)
6360061 | Softener Head Autotrol for E080/E150 FWT | 4046241049879, 4046241134483 | Spare Parts prefiltration FWT
F00006361 | STAY SAFE BICAVERA 1.5% 1.25CA 2.5L | 4046241092431, 3400930083239, 4046241092448 | STAY.SAFE BICAVERA 2500 ml
F00006360 | STAY SAFE BICAVERA 1.5% 1.25CA 2L | 3400930083222, 4046241092455, 4046241092462 | STAY.SAFE BICAVERA 2000 ml
F00006000 | STAY SAFE BICAVERA 1.5% 1.75CA 2.0L EU | 4046241089486, 4046241089493, 7046260086111 | STAY.SAFE BICAVERA 2000 ml
F00006363 | STAY SAFE BICAVERA 2.3% 1.25CA 2.5L | 3400930083277, 4046241092400, 4046241092394 | STAY.SAFE BICAVERA 2500 ml
F00006362 | STAY SAFE BICAVERA 2.3% 1.25CA 2L | 4046241092424, 4046241092417, 3400930083260 | STAY.SAFE BICAVERA 2000 ml
3006331 | TERMOMETRO DIGITAL |  | Other products, not therapy specific
ES3006331 | TERMOMETRO DIGITAL |  | Other products, not therapy specific
F00006168 | THE HOOK (MSM) | 4039361114855 | MediaP
5070061 | UNIDAD DE CONTROÑ MCL BEP | 4039361002640 | SP Dialysis Chairs
F38350070 | iLA bracket |  | Accessories Acute Heart & Lung
M200701 | MULTIFILTRATE Basis | 4039361022099 | Multifiltrate
M200701FA | MULTIFILTRATE Basis |  | Multifiltrate
F40007607 | SCREW CAP FOR WATER TANK HC-DEVICE | 4039361266325, 4039361168834 | Spare Parts Hyperthermia
F50007527 | SD Card SW3 1.0 *SLSH | 4039361229788, 4039361229702 | Spare Parts Sleep.Safe Harmony
TMD000761 | SILLON LIKAMED Sensa Base A3 |  | Likamed Sensa chair
TMD000761FA | SILLON LIKAMED Sensa Base A3 |  | Likamed Sensa chair
F00007757 | SLEEP SAFE BICAVERA 1.5% 1.75Ca 3.0L | 4046241107883, 4046241107890 | SLEEP.SAFE BICAVERA 3000 ml
F00007760 | SLEEP SAFE BICAVERA 1.5%,1.75CA,5.0L | 4046241107838, 4046241107821 | SLEEP.SAFE BICAVERA 5000 ml
F00007761 | SLEEP SAFE BICAVERA 2.3%,1.75CA,5.0L | 4046241107814, 4046241107807 | SLEEP.SAFE BICAVERA 5000 ml
F00007957 | smartbag 111.25 (4.2L x2) | 4039361157364, 4039361157357 | Smartbag (4.2L)
F00007958 | smartbag 111.50 (4.2L x2) | 4039361157883, 4039361157876 | Smartbag (4.2L)
F00007959 | smartbag 211.25 (4.2L x2) | 4039361157890, 4039361157906 | Smartbag (4.2L)
F00007960 | smartbag 211.50 (4.2L x2) | 4039361157937, 4039361157920 | Smartbag (4.2L)
F00007961 | smartbag 211.75 (4.2L x2) | 4039361157944, 4039361158682 | Smartbag (4.2L)
F00007962 | Smartbag 311,25 (4.2L x2) | 4039361157951, 4039361157968 | Smartbag (4.2L)
F00007575 | smartbag 311.75 (4.7L x2) | 4039361153472, 4039361153465 | Smartbag (4.7L)
F00007041 | smartbag 411,25 (4.7L x2) | 4039361135379, 4039361135386 | Smartbag (4.7L)
F00007576 | smartbag 411.50 (4.7L x2) | 4039361153496, 4039361153489 | Smartbag (4.7L)
F00007577 | smartbag 411.75 (4.7L x2) | 4039361153502, 4039361153519 | Smartbag (4.7L)
F00007043 | smartbag CA 211,50-0.75 (4.2L x2) | 4039361145897, 4039361145873 | Smartbag CA (4,2L)
F00007045 | smartbag CA 211,75-0.75 (4.2L x2) | 4039361145927, 4039361145934 | Smartbag CA (4,2L)
F00007051 | smartbag CA 211,75-0.75 (4.7L x2) | 4039361146023, 4039361146030 | Smartbag (4.7L)
F00007046 | smartbag CA 311,50-0.75 (4.2L x2) | 4039361145941, 4039361145958 | Smartbag CA (4,2L)
F00007048 | smartbag CA 311,75-0.75 (4.2L x2) | 4039361145972, 4039361145965 | Smartbag CA (4,2L)
F00007049 | smartbag CA 411,50-0.75 (4.2L x2) | 4039361145989, 4039361145996 | Smartbag CA (4,2L)
F00007054 | smartbag CA 411.50 (4.7L x2) | 4039361135973, 4039361135966 | Smartbag CA (4,7L)
F00007263 | Soporte montaje contador de agua | 7798135624811 | AquaSENS
F00007582 | SPIKE | 4039361160234, 4039361220211, 4039361154448, 4039361154431 | Bloodline Accessories e-beam
F40007580 | TAMPA (FRONT GREY) | 4039361169053, 4039361243364 | Spare Parts Consoles
F40007397 | TANK FOR SOLE VALVE SOFTENER PORTABLE | 4039361162870 | Spare parts AquaC
F40007588 | TAPA CABEZAL BOMBA CONSOLE | 4039361258948, 4039361168711, 4039361243524 | Spare Parts Consoles
F40007897 | TORQUE ADAPTER LID HYDR.PUMP AF12 SLS SL | 4039361160975 | Spare Parts Sleep.Safe Harmony
5007341 | ULTRAFLUX AV 400 S | 4039361001285, 4039361001292 | AV-Filter
5007361 | ULTRAFLUX AV 600 S | 4039361001353, 4039361001346 | AV-Filter
F40007843 | USB PC-INTERFACE CABLE FOR 4008 | 4039361158200 | SP 4008/2008A
F40007842 | USB PC-INTERFACE CABLE FOR UMED | 4039361158217 | SP Test Control Units
M390991 | DISPLAY 5008 | 4046241063165 | SP 5008
M405551 | DISPLAY CON MARCO 5008S | 4046241069969 | Spare parts 5008S
M375831 | DISPLAY ONLINE plus BVM 4008 | 4046241034004 | SP 4008/2008A
M363911 | DISPLAY (-VFD) 2008A/CDS08 | 4046241044270 | SP 4008/2008A
M566981 | DISPLAY (VFD) F.ONLINEplus 4008 | 4039361125264 | SP 4008/2008A
M403281 | DOMO PRESION ROJO TIPO 3 5008/S | 4046241056471 | SP 5008
M511671 | DOWNLOAD SW4.50 CORDIAX 5008 | 4039361107680 | Other Options
M511691 | DOWNLOAD SW4.50 CORDIAX 5008S | 4039361107697 | Other Options
M567191 | DOWNLOAD SW4.58 CORDIAX 5008 | 4039361130305 | Other Options
M567201 | DOWNLOAD SW4.58 CORDIAX 5008S | 4039361130312 | Other Options
M332821 | DRAIN UNIT / FLUSH VALVE 5008/S | 4046241004250 | SP 5008
6774721 | DRIP CHAMBER HOLDER 20MM F.4008-JAPAN | 4046241024586 | SP 4008/2008A
6707671 | DRIVE DEGASSING CPL.4008/4008S V10 | 4046241006131 | SP 4008/2008A
6748921 | DUMMY PARA CONESION DIASAFE | 4046241043426 | SP 4008/2008A
M501731 | EBM DOOR LEFT SIDE 5008S LOGO | 4039361121907 | Spare parts 5008S
M327701 | EBM PUERTA LADO DERECHO 5008 | 4046241004861 | SP 5008
M501721 | EBM TUER LINKS CORDIAX 5008S | 4039361098100 | Spare parts 5008S
M379151 | EJE HEXAGONAL CIERRE EBM 5008S | 4039361013837 | Spare parts 5008S
M339891 | ELECTROVALVULA 2 PUERTOS (30 Y 41) 4008 | 4046241007589 | SP 4008/2008A
M388621 | ELECTROVALVULA DESINFECCION 5008/S 6008 | 4046241129625, 4046241003505, 4046241128284, 4046241127706, 4046241128482, 4046241128680, 4046241128499, 4046241127980 | SP 5008
6461541 | ELECTROVALVULA ENTRADA AGUA BL | 4039361016197 | Spare Parts 2008H/K/T (USA)
M339911 | ELECTROVÁLVULA ENTRADA DE AGUA | 4046241126235, 4046241007602 | SP 4008/2008A
6764241 | ELECTROVALVULA (MAQUINAS W.BB)4008/S | 4046241012521 | SP 4008/2008A
M312761 | ELECTROVALVULA PEQ 1 BOQUILLA 5008/S6008 | 4046241004274 | SP 5008
M339881 | ELECTROVÁLVULA SINGLE PORT (CAM. BAL.) | 4046241007572 | SP 4008/2008A
M339901 | ELECTROVÁLVULA SINGLE PORT, (GRIS) | 4046241126228, 4046241007596 | SP 4008/2008A
M551911 | ELLBOW GROMMET 6-5 WITH CIRCLIP *5008/S/ | 4039361119515 | SP 5008
M453411 | EMBOLO PARA CLAMP LINEA SANGRE | 4039361007478, 4039361232672 | SP 4008/2008A
M311191 | EPROM 2.94 4008S MDC | 4046241031904 | SP 4008/2008A
M327611 | EPROM 4.16 PARA LP 632 | 4046241008951 | SP 4008/2008A
M409341 | EPROM CPU1 SW4.53 IDIOMA L1 4008S | 4046241007749 | SP 4008/2008A
M366141 | EPROM CPU1 SW4.96 L1 4008B | 4046241028973 | SP 4008/2008A
M396701 | EPROM CPU2 SMT SW6.11 4008H/S | 4046241063387 | SP 4008/2008A
M392581 | EPROM SET MDC SW4.50 L1 4008H/S | 4046241003420 | SP 4008/2008A
M392501 | EPROM SW2.43 F.PCB.LP785(ONLINEplus)4008 | 4046241059908 | SP 4008/2008A
M346761 | EPROM V.2.951 LENGUAJE LP 631 4008S | 4046241032857 | SP 4008/2008A
M345571 | EXTERNAL INTERFACE UNIT W.LP1103 5008 | 4046241004748 | SP 5008
M439291 | EYECTOR LINEAS DE SANGRE 5008/S | 4046241013450 | SP 5008
M375661 | Fan * 4008 *4008s V10 | 4046241013153 | SP 4008/2008A
M409501 | FIJACION TUBOS HANSEM 5008/S | 4046241008043 | SP 5008
M379161 | FILTRO CARCASA+FILTRO PARTICULAS 5008/S | 4046241068139, 4046241145045 | SP 5008
6501141 | FILTRO DIALIZADOR CPL. 2008H/K USA | 4046241005950 | Spare Parts 2008H/K/T (USA)
M407161 | FILTRO DIALIZANTE COMPLETO4008/4008S V10 | 4046241069808 | SP 4008/2008A
5008201 | FILTRO DIASAFE PLUS | 4039361001384, 4039361001391 | Diasafe Filter
M395061 | FILTRO ENTRADA AGUA 5008 | 4046241060805 | SP 5008
M426761 | FILTRO ENTRADA AGUA COMPLETO 4008 | 4046241056891 | Other Options
6725741 | FILTRO ENTRADA BOMBA UF (DELIV.UNIT 10) | 4046241013719 | Spare Parts 2008H/K/T (USA)
M443241 | FILTRO HIDROFOBO CON BRAZO 5008/S | 4046241056792 | SP 5008
M376771 | FILTRO HIDROFOBO CON LINEA 5008/4008 | 4046241013689 | SP 5008
M430421 | FILTRO HIDROFOBO HIDRAULICA EBM 5008/S | 4046241060447 | SP 5008
M376761 | FILTRO MANGUERAS DIALIZADOR 5008 | 4046241013658 | SP 5008
6456671 | FILTRO MILIPORE (MÓDULO DET. AIRE) | 4046241042863 | SP 4008/2008A
M328151 | FILTRO NEUTRO ND=0.4 4008 UNA CARA | 4046241047288, 4046241129809, 4046241129984 | SP 4008/2008A
M405081 | FILTRO PARTICULAS DIALIZADO 5008/S | 4046241068047 | SP 5008
M302251 | FILTRO PRE-ORIFICIO DESGASIFICADOR | 4046241030976 | SP 4008/2008A
6715771 | FILTRO VENTILADOR 4008/5008S | 4046241012040 | SP Small Parts
6715761 | FILTRO VENTILADOR 4008/S V10/5008S | 4046241037906 | SP 4008/2008A
M367261 | FILTRO VENTILADOR F. ALIMENTACION 5008 | 4046241060720 | SP Small Parts
6750941 | FLOTADOR ALTA TEMPERATURA (SENSOR Nº 5) | 4046241006902 | SP 4008/2008A
M383781 | FRENO COMPLETO 4008B/S | 4046241054248 | SP 4008/2008A
M407341 | FRENO COMPLETO 5008S | 4046241003062, 4046241123692 | Spare parts 5008S
M496731 | FRONTAL MONITOR PANTALLA TACTIL 5008S | 4039361097035 | Spare parts 5008S
M349231 | FRONT PANEL LD W. TOUCH PANEL 4008 | 4046241064179 | SP 4008/2008A
M551021 | FUENTE ALIMENT.100-240V 4008B/S/SV10/ART | 4039361119096 | SP 4008/2008A
M354611 | FUENTE ALIMENTACION 100-240VAC/16A5008/S | 4046241004786 | SP 5008
M376781 | FUSE SET 5008/S | 4046241123081, 4046241144987, 4046241145397, 4046241013696 | SP 5008
M389931 | FUSIBLE AXIAL FF 10A 4008/4008S V10 | 4046241059625 | SP 4008/2008A
M325751 | FUSIBLE PLANO 10A/32V, TYPE FK2 5008 | 4046241004809 | SP Small Parts
M386901 | FUSIBLE T 16A (6,3X32MM) VPE10 | 4046241048117 | SP 4008/2008A
M389961 | FUSIBLE T 2,5A 4008/4008S V10 | 4046241059656 | SP 4008/2008A
M389951 | FUSIBLE T 3,15A 4008/4008S V10 | 4046241059649 | SP 4008/2008A
M477851 | GEAR DRIVE FOR LINE PUMPS 6008 | 4046241097696, 4039361286170 | Spare parts 6008
M368111 | GEAR PUMP DRIVE COMPLETE 5008 | 4046241129793, 4046241004328, 4046241143485 | SP 5008
M479521 | GREASE POLYLUB GLY 151 2ML CAN 6008 | 4039361163709 | SP Small Parts
M382731 | GRIP DISC SET (5pcs) 4008/HDF/4008S V10 | 4046241039245 | SP Small Parts
M319961 | GRIP HANDLE F.HEPARIN PUMP 5008/S | 4046241007824 | SP 5008
M324581 | GRIP HANDLE F.LINE CLAMP BLUE 5008/S | 4046241010152 | SP 5008
M324561 | GRIP HANDLE F.LINE CLAMP RED 5008/S | 4046241010145 | SP 5008
M403211 | GROMMET AND HOSE FITTING 6-6 W.CIRCLIP | 4046241065824, 4046241144598 | SP 5008
M379491 | Guía de líneas dializado parte izquierda | 4046241067026 | Spare parts 5008S
M346911 | GUIA LINEAS 5008 | 4046241005202 | SP 5008
M379501 | GUIA LINEAS LADO DERECHO 5008S | 4046241067033 | Spare parts 5008S
M461931 | GUIDE RAIL SET FOR MONITOR *4008B/S | 4039361013608 | SP 4008/2008A
M538721 | HALL SENSOR DOOR 6008 | 4046241097764 | Spare parts 6008
6522661 | HANDLE WITH MAGNET RED |  | SP 4008/2008A
M388491 | HEATER BOARD F.POWER SUPPLY 4008B/S/SV10 | 4046241051742 | SP 4008/2008A
M307961 | HEATER ROD 1600W/230V 4008 | 4046241010503 | SP 4008/2008A
M362411 | HEATER ROD 2X800W/230V TITAN | 4046241010756 | SP 4008/2008A
M321131 | HEATER ROD CHAMBER 5008/S | 4046241004472 | SP 5008
M384661 | HEPARIN PUMP UNIT 5008 | 4046241041231 | SP 5008
6736181 | HOLDER F.CRANK BLOOD PUMP 4008/S V10 | 4046241039276 | SP Small Parts
M439611 | HOLDER F.DIALYZER LINES 4008B/S/S V10 | 4046241011333 | SP 4008/2008A
M382871 | HOLDER FOR SINGLE NEEDLE CHAMBER 5008/S | 4046241048001 | SP 5008
6478101 | HOSE CLIP D8.0 4008/2008 | 4046241022544 | SP Small Parts
M428921 | HOSE CLIP THREADED d9-12 STAINLESS | 4046241067590 | SP 4008/2008A
6766211 | HOUSING STAND RUBBER BVM 4008 | 4046241114782 | SP Small Parts
M538801 | HYDROPHOBIC FILTER 6008 | 4046241097894 | Spare parts 6008
6774111 | ILUMINACIÓN DISPLAY ANTIGUO 4008H/S | 4046241007244 | SP 4008/2008A
M345021 | IMAN PUERTA FILTROS DIASAFE 5008 | 4046241048254 | SP 5008
M321591 | INDICADOR CARCASA SEMAFORO 5008/S | 4046241004700 | SP 5008
M324971 | INDICADOR FLUJO 2008H/K | 4046241010596 | Spare Parts 2008H/K/T (USA)
M407171 | INDICADOR FLUJO 4008/AquaSAFE | 4046241069815 | SP 4008/2008A
M369531 | INJECTION SITE *5008S/X *6008 | 4046241069990, 4046241123388 | Spare parts 5008S
M439451 | INLET TUBE INSULATED 6X2.95mm 3m 5008 | 4046241054972 | CDS/FLUSH/IHR/PERMEATE
6431231 | INSERCION PARA FIJACION M5X10/CHASIS4008 | 4046241054491 | SP Small Parts
M563911 | INSPECTION LABEL MTC 4008 5008 | 4039361125318 | SP Small Parts
M390921 | INSTALLATION KIT BTM 5008S | 4039361041557 | BTM
M424421 | INSTALLATION KIT DEAD PLATE 5008S | 4046241053661 | Other Options
M540821 | INSTALL.KIT BPM2 5008 | 4046241097290 | BPS 08/BPM
M540831 | INSTALL.KIT BPM2 5008S | 4046241097306 | BPS 08/BPM
M487721 | INSTALL.KIT RADIO (wireless module 5008) | 4039361076979 | Other Options
M526711 | INSTALL.KIT SAMPLING VALVE 5008/S | 4046241094909 | Other Options
M487741 | INST.KIT AUTOM.DISINFECTANT DETECT.5008 | 4039361077501 | Software Options
M487751 | INST.KIT AUTOM.DISINFECTANT DETECT.5008S | 4039361077518 | Software Options
M446501 | INTEGRATED HOT RINSE 5008/S | 4046241054736 | CDS/FLUSH/IHR/PERMEATE
M325351 | INTERCABIADOR DE CALOR 5008 | 4046241004441 | SP 5008
M379701 | INTERCABIADOR DE CALOR 5008S | 4046241062090 | Spare parts 5008S
6430641 | INTERCAMBIADOR DE CALOR 2008 | 4046241005837 | SP 4008/2008A
6422851 | INTERRUPTOR DEL CALENTADOR | 4046241011654 | SP 4008/2008A
M403101 | INTERRUPTOR FLOTADOR 5008/5008S(ESPANOL) | 4046241069044 | SP 5008
6703851 | INTERRUPTOR SERVICIO 4008 | 4046241023053 | SP 4008/2008A
M373601 | IV POLOS COMPLETA 5008/S | 4046241006452, 4046241144994 | Spare parts 5008S
6520291 | JUNTA GRANDE LANCETAS CONCENTRADO | 4046241022629 | SP 4008/2008A
M335911 | JUNTA MODULO FRONTAL 4008B/H/S*ART | 4046241007565 | SP Small Parts
6720321 | JUNTA PANEL FRONTAL 4008B/S | 4046241006421 | SP 4008/2008A
5790701 | JUNTA TORICA 3.5X1.5 2008/4008 (25 UNID) | 4039361018931 | Spare Parts 2008H/K/T (USA)
M536371 | JUNTA TORICA 8,85 X 3,75 5008S | 4039361137090 | SP Small Parts
6409191 | JUNTA TORICA 8x2 | 4046241011616 | Spare Parts 2008H/K/T (USA)
0121631 | Kit Alta permeabilidad 4008 |  | Dialysis-Sets
0121951 | Kit Alta Permeabilidad 5008 EOXI Ponteve |  | Dialysis-Sets
0121621 | Kit Alta permeabilidad ST5008 |  | Dialysis-Sets
5023341 | KIT BIBAG 4008 repl.by 6774951 |  | SP 4008/2008A
M378741 | KIT CANISTER HOLDER - 5008S | 4039361022884 | Other Options
M324491 | KIT CENTRALIZADO BICARBONATO 4008B/S | 4046241032116 | CDS/FLUSH/IHR/PERMEATE
M373281 | KIT CONEXIONES FASTON CAMARA BALANCES | 4046241033724 | SP 4008/2008A
M403751 | KIT CONJUNTO CABLES Nº2 HIDRAULICA 5008 | 4046241067415 | SP 5008
M339331 | KIT DE MANTENIMIENTO 4008 | 4046241032659, 4046241131086, 4046241133080 | SP 4008/2008A
0121841 | Kit hemodiálisis Alta permeabilidad 5008 |  | Dialysis-Sets
6778721 | KIT JUNTAS TÓRICAS CABEZAL BIBAG 4008 | 4046241012675 | SP Small Parts
M376801 | KIT MANTENIMIENTO 5008 | 4046241126310, 4046241131390, 4046241009873 | SP 5008
0121611 | Kit Media permeabilidad 4008 |  | Dialysis-Sets
0121601 | Kit Media permeabilidad ST5008 |  | Dialysis-Sets
M353011 | KIT MODIF. CABLE FUENTE DE ALIMENTACION | 4046241033076 | SP 4008/2008A
M508471 | KIT MODIF.CESTA MANGUITO 4008 | 4039361097684 | SP 4008/2008A
M335951 | KIT MODIFICACIÓN BOMBA HEPARINA | 4046241052435 | SP 4008/2008A
M372931 | KIT MODIFICACION PUERTA BVM 5008 | 4046241056532 | SP 5008
M312451 | KIT MOD. S.C. BIC. | 4046241043747 | SP 4008/2008A
6740751 | KIT MUELLES BOMBA ACETATO | 4046241006827 | SP 4008/2008A
6740741 | KIT MUELLES BOMBA BICARBONATO | 4046241006810 | SP 4008/2008A
6739451 | KIT MUELLES BOMBA UF | 4046241006803 | SP 4008/2008A
0121961 | Kit On Line 5008 EOXI Pontevedra |  | Dialysis-Sets
M405051 | KIT PUERTAS BTM 5008 | 4046241069006 | SP 5008
M396891 | KIT REPARACION BOTON ENCENDIDO 2,8mm | 4046241062441 | SP 4008/2008A
M390401 | KIT REPARACION DISTRIBUIDOR DE AIRE BPM | 4046241052718 | SP 4008/2008A
M558311 | KIT REPARACION EBM HINGE 5008 | 4039361267773, 4039361130237 | SP 5008
M338741 | KIT REPARACION SINFIN HEPARINA 4008 | 4046241032642 | SP 4008/2008A
6762791 | KIT SOPORTE CAMARA EXPANSION SN | 4046241023886 | SP 4008/2008A
M375591 | KIT TORNILLOS METRICA 4 | 4046241013337 | SP 4008/2008A
M382391 | KT REPARACION SHUNT INTERLOCK | 4046241039238, 4046241141603 | SP 4008/2008A
M333351 | LABEL "OCM" F.TOUCH PANEL 4008 | 4046241032482 | SP Small Parts
M489871 | LABEL SET IEC 60601-1_3RD 5008/S | 4039361282301, 4039361237684, 4039361088767, 4039361260477 | SP 5008
M489901 | LABEL SET PAEDDY 5008 | 4039361096472 | SP 5008
6715301 | LANCETA ROJA CPL | 4046241006223 | SP 4008/2008A
M368871 | LECTOR SMARTCARD USB 5008 MFT | 4046241013849 | SP Test Control Units
M302931 | LEVEL DETECTOR MODULE 22MM 4008 | 4046241007367 | SP 4008/2008A
M376721 | LEVEL SENSOR PROBES 4008/4008SV10/5008/S | 4046241013665 | SP 5008
M538571 | LEVEL SENSOR VEN 6008 | 4046241097733 | Spare parts 6008
6762271 | LINEA CONEXION SENSOR PV CON COMPRESOR | 4046241011135 | SP 4008/2008A
M319501 | LINE CLAMP 5008/S | 4046241004915 | SP 5008
M477721 | LINE SET FOR START UP 6008 | 4039361133474, 4039361242688 | Spare parts 6008
6713811 | LLAVE DE TUBO 4MM 4008 | 4046241033861 | SP Tools
M327371 | LOADING PRESSURE ORIFICE 4008(SILICONA) | 4046241010602 | SP 4008/2008A
M374531 | LP 1102-1/CONTROLLER BOARD(C167)5008/S | 4046241009422 | SP 5008
M315111 | LP 1104/FUENTE ALIMENTACION MONITOR 5008 | 4046241004724 | SP 5008
M315171 | LP 1106/FUENTE ALIMENT. PLACA DIST.5008/ | 4046241004793 | SP 5008
M443931 | LP1108-3/ACTUADORES HIDRAULICOS 5008 | 4046241053371 | SP 5008
M315231 | LP1108/HYDR.POWER SUPPLY ACTUATORS OS/SS | 4046241004090 | SP 5008
M315381 | LP 1113/ HYDR. VALVE CONTROL BOARD 5008 | 4046241004120 | SP 5008
M315681 | LP 1123 DISTR.HIDRAULICA PUERTA IZQ.5008 | 4046241004069 | SP 5008
M315711 | LP 1124/HYDR. DISTRI. BOARD, FRONT 5008 | 4046241004601 | SP 5008
M315741 | LP1125 DISTRIB.HIDRAULICA P.DERECHA 5008 | 4046241003987 | SP 5008
M315771 | LP1126/EBM HEPARIN PUMP CTRL.BOARD5008/S | 4046241005103 | SP 5008
M408761 | LP1131 MOD.USUARIO INDIC.5008/S 4008SV10 | 4046241049237, 4046241130584 | SP 5008
M315951 | LP1132 LEDS TECLAS 5008 | 4046241062410 | SP 5008
M316011 | LP 1134 TARJETA LECTURA MONITOR 5008/S | 4046241004755 | SP 5008
M443961 | LP1141-3/HYDRAULICS ACTUATORS 5008S | 4046241053388 | Spare parts 5008S
M314491 | LP 450-2 SMT | 4046241010541 | SP 4008/2008A
M366281 | LP624 SMT BOMBA ARTERIAL 4008 | 4046241035834, 4046241035827 | SP 4008/2008A
6737311 | LP 632 PSD | 4046241006797 | SP 4008/2008A
M304261 | LP-632 SMT | 4046241007381 | SP 4008/2008A
M389751 | LP632 SMT CPU 2 w/o EPROM 4008/4008S V10 | 4046241057133 | SP 4008/2008A
M304081 | LP633-5 SMT INPUT BOARD F.OCM 4008/S V10 | 4046241007374 | SP 4008/2008A
6772111 | LP-633 SMT 4008 | 4046241007213 | SP 4008/2008A
M352601 | LP-639 CON CABLE NUEVO | 4046241007640 | SP 4008/2008A
M352621 | LP-647 LÓGICA DE POTENCIA (CABLE NUEVO) | 4046241007657 | SP 4008/2008A
6742261 | LP 649-2 DISPLAY 4008B ART | 4046241006834 | SP 4008/2008A
6717121 | LP 649 SIN PERFILES 4008B | 4046241006292 | SP 4008/2008A
6719431 | LP-747 TARJETA DISTRIBUCIÓN | 4046241006360 | SP 4008/2008A
6724211 | LP 748 MÓDULO BOMBA ARTERIAL | 4046241006551 | SP 4008/2008A
6772261 | LP 763D MULTI-INTERFACE-BOARD 4008/S V10 | 4046241007220 | SP 4008/2008A
6758981 | LP 785 Online Plus 4008 | 4046241007008 | SP 4008/2008A
6759891 | LP 786 CONEXIÓN BOMBAS CONC. CCS CON HPU | 4046241012491 | SP 4008/2008A
6761951 | LP 915 PARA ONLINE+-HDF 4008 | 4046241007022 | SP 4008/2008A
6777231 | LP 922 SMT DISPLAY BOARD 4008S/S V10 | 4046241007312 | SP 4008/2008A
6777701 | LP-924 DISPLAY 4008H | 4046241007329 | SP 4008/2008A
6764361 | LP 927 MÓDULO ON LINE + | 4046241007053 | SP 4008/2008A
6764441 | LP 928 CAN-BUS DISTRIBUCIÓN | 4046241007060 | SP 4008/2008A
6767291 | LP-941 HPU (UNIDAD PROCESAD. HIDRÁULICA) | 4046241007145 | SP 4008/2008A
6777011 | LP950 F.BOMBAHEPARINA 4008/S V10/MFT/GEN | 4046241007282 | SP 4008/2008A
M375711 | LUER LOCK CONNECTION CONE | 4046241013191 | SP 4008/2008A
6706821 | LUER LOCK ROSCADO PASAMUROS ART. UNIPUN. |  | SP 4008/2008A
M382111 | MAINTENANCE KIT WITHOUT OPTIONS 4008 | 4046241130881, 4046241037722 | SP 4008/2008A
M391581 | MANGUERA DIALIZ.ROJA + VALV.MUESTRAS4008 | 4046241056839 | SP 4008/2008A
M385111 | MANGUERA ENTRADA AGUA 6x2.95mm 3m 5008/S | 4046241051902, 4046241126198, 4046241126204 | SP 5008
M384051 | MANGUERA ENTRADA AGUA ROJA/NEGRA 4008 | 4046241051797 | SP 4008/2008A
M384061 | MANGUERA NEGRA DRENAJE 3m 4008/5008/S | 4046241051803 | SP 4008/2008A
M435341 | MANGUERA PVC ROJA REFORZ.10X3 1ROLL=50M | 4046241061161 | SP 4008/2008A
M391591 | MANGUERA RETORNO DIALIZ. AZUL CPL. 4008 | 4046241056846 | SP 4008/2008A
M472341 | MANGUERA SILICONA 6X2,95MM NEGRA | 4039361018658, 4039361238810, 4039361238001 | Spare parts 5008S
6303731 | MANGUITE DE PRESIÓN SANGUINEA 12-18 CM 4 | 4046241012224 | SP 4008/2008A
6303711 | MANGUITE DE PRESIÓN SANGUINEA 23-33 CM 4 | 4046241012200 | SP 4008/2008A
6303721 | MANGUITO BPM | 4046241012217 | SP 4008/2008A
M487631 | MANGUITO BPM 13 - 20 CM SIN LATEX | 4039361113773 | SP 5008
M487621 | MANGUITO BPM 17 - 26 CM SIN LATEX | 4039361113780 | SP 5008
M487431 | MANGUITO BPM 24-32 CM SIN LATEX | 4039361111250 | SP 5008
M487641 | MANGUITO BPM 32-48 CM SIN LATEX | 4039361111267 | SP 5008
M487651 | MANGUITO BPM 42 - 50 CM SIN LATEX | 4039361113797 | SP 5008
M359731 | MANGUITO BPM BRAZO 13-20CM 4008/5008 | 4046241010350 | SP 5008
M359721 | MANGUITO BPM BRAZO 17-26CM 4008/5008 | 4046241010343 | SP 5008
M325141 | MANUAL TÉCNICO OCM 4008H/S (EN) | 4046241036633 | Documentation FME Devices
5094301 | MAQUINA PARA TECNICOS |  | WH 1008/2008CDE
M538761 | MARCO BLOQUE SENSORES ACTUADORES NEGRO | 4039361145200 | Spare parts 6008
M459401 | MEASURING CABLE SET FOR EARTH CONDUCTOR | 4046241054767 | SP 4008/2008A
5651571 | MEMBRANA CÁMARA DE BALANZAS | 4046241034455 | SP 4008/2008A
5674181 | MEMBRANA+PISTON BOMBAS CONC Y UF 4008/20 | 4046241051599 | SP 4008/2008A
M538551 | MEMBRANA SENSORES ACTUADORES 6008 | 4046241097726 | Spare parts 6008
M331431 | MICROFONO CON CABLE 13 CM 5008 | 4046241004694 | SP 5008
M371891 | MICROFONO Y ALTAVOZ 5008S | 4046241053555 | Spare parts 5008S
M378401 | MICROSWITCH CONECTOR BIBAG 5008 | 4046241013023 | SP 4008/2008A
M394601 | MICROVALVULA DESAIREACION | 4046241138184, 4046241064667 | SP 4008/2008A
M307071 | MICROVALVULA SOLENOIDE VENTILACION | 4046241051414 | SP 4008/2008A
M543251 | MODIF. KIT MODULAR CONNECTOR 5008/S | 4039361117245 | SP 5008
M543261 | MODIF. KIT MODULAR CONNECTOR DME 5008/S | 4039361117238 | SP 5008
M477431 | MODULE CDS1/FLUSH/IHR 5008 | 4039361008376 | CDS/FLUSH/IHR/PERMEATE
M478311 | MODULE CDS1/FLUSH/INTEGR.HOT RINSE 5008S | 4039361008468 | CDS/FLUSH/IHR/PERMEATE
M479871 | MODULE INTEGRATED HOT RINSE 5008S | 4039361008512 | CDS/FLUSH/IHR/PERMEATE
M32478C | MODULO BOMBA HEPARINA |  | SP 4008/2008A
M353091 | Módulo BPM 4008 EX EC 008 4008 | 4046241010688 | SP 4008/2008A
5023611$ | MODULO DE PRESION BPM 4008 |  | BPS 08/BPM CAPEX
502361C | MODULO DE PRESION BPM 4008 | 4039361031701 | BPS 08/BPM
5023611 | MODULO DE PRESION BPM 4008 | 4046241035117 | BPS 08/BPM
653597C | MODULO DE VOLUMEN PLASM.BVM 4008 | 4039361011406 | BVM
6726551 | MODULO HEPARINA COMPLETO 30ML |  | SP 4008/2008A
M358471 | MODULO ONLINE COMPLETO 5008 | 4046241005134 | SP 5008
M433111 | MODULO PARTE FRONTAL EBM 5008 | 4046241141689, 4046241062724 | SP 5008
M201011 | MONITOR 5008 OnLine Plus EXPORT | 4039361040031 | 5008
M201011FA | MONITOR 5008 OnLine Plus EXPORT |  | 5008
M20201FA | MONITOR 5008 OnLine Plus INLAND |  | 5008
5086251 | MONITOR HEMODIALISIS 4008B BCD | 4039361032173 | 4008 B
5086181 | MONITOR HEMODIALISIS 4008E BCD | 4039361032135 | 4008 / 4008 E
6770371 | MONITORIZACION CD EV84 65 cm LONGITUD | 4046241012637 | SP 4008/2008A
M341931 | MOTOR BOMBA ARTERIAL CPL CON CABLE | 4046241007619 | SP 4008/2008A
5653421 | MOTOR BOMBA FLUJO COMPLETO 2008K/CDS08 | 4046241014686, 4046241126013 | Spare Parts 2008H/K/T (USA)
6731401 | MOTOR CON ENCHUFE CDS08/2008H/K | 4046241023374 | Spare Parts 2008H/K/T (USA)
M375791 | MOTOR DE FLUJO 4008 | 4046241127089, 4046241127881, 4046241013917 | SP 4008/2008A
6707661 | MOTOR DE FLUJO 4008B/H/S SV10 | 4046241006124 | SP 4008/2008A
M320211 | MOTOR ENGRANAJE CPL.PARA BOMBA DE LINEA | 4046241145687, 4046241004984, 4046241123395 | SP 5008
6733241 | MOTOR FLANGE NOICE REDUCED 4008 |  | SP 4008/2008A
6766031 | MOTOR MÓDULO ONLINE + | 4046241007107 | SP 4008/2008A
M393211 | MOTOR PASO-PASO C. REDUCTORA 4-POLOS4008 | 4046241064124, 4046241135787 | SP 4008/2008A
6717961 | MUELLE DE PINZA SUJECCIÓN LÍNEA B/ART. | 4039361002336 | Spare Parts 2008H/K/T (USA)
M406711 | ONLINE MODULE 5008S | 4046241068931 | Spare parts 5008S
M384211 | OPT.DETECTOR/AIR BUBBLE DETECTOR 5008/S | 4046241049404 | SP 5008
M376731 | ORIFICIO DESGASIFICADOR COMPL. D=1.85mm | 4046241136821, 4046241013672, 4046241145380 | SP 5008
M327381 | ORIFICIO DESGASIFICADOR TUBO SILICONA 40 | 4046241129687, 4046241007510 | SP 4008/2008A
M373421 | O-RING 9X3 5008S | 4046241062342 | Spare parts 5008S
M375271 | O-RING SUPPLEMENT SET 4008/4008S V10 | 4046241013313 | SP 4008/2008A
M402651 | PACK BATERIA 24V-7.2Ah *5008 | 4046241049862 | SP 5008
M407371 | PACK BATERIAS 24V - 7,2Ah 5008S | 4046241003086 | Spare parts 5008S
M334681 | PAD FOR CONNECTOR FLAP 5008 | 4046241040685 | SP Small Parts
6717251 | PANEL FRONATAL BOMBA SANGRE 4008 | 4046241006308 | SP 4008/2008A
6723641 | PANEL FRONTAL 4008B | 4046241010992 | SP 4008/2008A
6765191 | PANEL FRONTAL 4008B PERFILES ESP. | 4046241012545 | SP 4008/2008A
6723631 | PANEL FRONTAL 4008E | 4046241010985 | SP 4008/2008A
6764381 | PANEL FRONTAL 4008H | 4046241010831 | SP 4008/2008A
6767561 | PANEL FRONTAL 4008S | 4046241011227 | SP 4008/2008A
M355061 | PANEL FRONTAL BPM CPL (RECTUS) EN 4008 | 4046241038927, 4046241039153 | SP 4008/2008A
M496711 | PANEL FRONTAL CON PANTALLA TACTIL 5008 | 4039361260286, 4039361260583, 4039361096991 | SP 5008
6747601 | PANEL FRONTAL MÓDULO DETECTOR AIRE | 4046241011098 | SP 4008/2008A
M483751 | PANEL FRONTAL PANTALLA TACTIL 5008 | 4039361012465 | SP 5008
M469251 | PANEL LATERAL IZQUIER. DESDE EC725 5008S | 4039361075576 | Spare parts 5008S
6749251 | PANEL TACTIL PARA BOMBA JERINGA 4008 | 4046241023664 | SP 4008/2008A
6746801 | PANEL TACTIL PARA DETECTOR DE NIVEL 4008 | 4046241012439 | SP 4008/2008A
6736251 | PAR DE CABLES OPCIONES 4008 | 4046241058611 | SP 4008/2008A
6736241 | PAR DE CABLES VALVULAS 4008 | 4046241058604 | SP 4008/2008A
6717971 | PASADOR MUELLE PINZA SUJECCIÓN LÍNEA ART | 4039361002435 | Spare Parts 2008H/K/T (USA)
5620601 | PASADOR PEDAL FRENO 4008/4008S V10 | 4046241058239 | SP Small Parts
6745851 | PASAMUROS PRESIÓN ARTERIAL reply m375731 |  | SP 4008/2008A
5662521 | PASAMUROS PRESIÓN VENOSA | 4046241012774 | Spare Parts 2008H/K/T (USA)
M357651 | PATIENT CARD 5008/6008/BCM/FMT/MULTI | 4046241005240 | SP 5008
M436891 | P.C.B. LP1105-1 5008/S | 4039361014049 | SP 5008
M315141 | P.C.B. LP 1105 / FUENTE ALIMENTACION CPU | 4046241007817 | SP 5008
M443901 | P.C.B. LP1107-3/EBM I/O BOARD 5008/S | 4046241053364 | SP 5008
M534621 | P.C.B. LP 1107-4 PLACA I/O EBM 5008/S | 4039361113681 | SP 5008
M315261 | P.C.B. LP1109/HYDRAULICS SENSORS OS 5008 | 4046241004106 | SP 5008
M315291 | P.C.B. LP1110/HYDRAULICS SENSORS SS 5008 | 4046241004113 | SP 5008
M315861 | P.C.B. LP1129 /MONITOR DISTR. BOARD 5008 | 4046241004762 | SP 5008
M316161 | P.C.B. LP1139 / SENSOR PANTALLA 5008 | 4046241053326 | SP 5008
M316191 | P.C.B LP1140/SENORES HIDRAULICOS 5008S | 4046241062038 | Spare parts 5008S
M316221 | P.C.BLP1141/ACTUADORES HIDRAULICOS 5008S | 4046241062045 | Spare parts 5008S
M387051 | P.C.B. LP1142 5008S 6008 | 4039361097387 | Spare parts 5008S
M383551 | P.C.B.LP1145-1/PLACA DISTR.5008S(ESPANOL | 4046241062069 | Spare parts 5008S
M316431 | P.C.B. LP1148 TARJETA DISTR. MONITOR5008 | 4046241040838 | SP 5008
M382981 | P.C.B. LP1150 SENSOR PANTALLA 5008S | 4046241067606 | Spare parts 5008S
M399321 | P.C.B. LP1158 CURRENT CONTROL BP 5008/S | 4039361110765 | SP 5008
M487291 | P.C.B. LP1178 6008 | 4039361134471 | Spare parts 6008
M543401 | P.C.B. LP1202-3 5008/S 6008 | 4039361132774 | Spare parts 6008
M382031 | P.C.B. LP1202/PLACA CONTROLADORA 5008S | 4046241062076 | SP 5008
M362261 | P.C.B. LP1330 4008 | 4046241013054 | SP 4008/2008A
M418181 | P.C.B. LP624 LT-L 4-POLES 4008S V10 | 4046241055030 | Spare parts 4008S V10
M473721 | P.C.B. LP 630 MOTHERBOARD 4008/4008SV10 | 4039361013653 | SP 4008/2008A
6704281 | P.C.B.LP631,CPU1 W/O EPR.REPL.B.M307391 |  | SP 4008/2008A
M307391 | P.C.B. LP631 SMT CPU1 W/O EPROM 4008 | 4046241007435 | SP 4008/2008A
M570571 | P.C.B. LP 634 OUTPUT BOARD | 4039361139414 | SP 4008/2008A
M305411 | P.C.B. LP 634 OUTPUT BOARD 4008 | 4046241007398 | SP 4008/2008A
M461411 | P.C.B. LP634 PLACA SALIDA 4008SV10 | 4039361082871 | Spare parts 4008S V10
6704381 | PCB LP 636 EXTERNAL I/O BOARD | 4046241006032 | SP 4008/2008A
M360561 | P.C.B. LP748 DISPLAY BOMBA SANGRE 4008 | 4046241041422 | SP 4008/2008A
M349681 | P.C.B. LP 774 SMT CAN BUS DISTRI.4008E/H | 4046241007626 | SP 4008/2008A
6767121 | P.C.B. LP 923 SMT/SEMAFORO 4008H/S | 4046241007121 | SP 4008/2008A
M469881 | P.C.B. LP 950 BOMBA HEP. 4008S V10 | 4039361005610 | Spare parts 4008S V10
M559971 | P.C.B. LP 950 F. HEP.PUMP 4008 | 4039361124908 | SP 4008/2008A
6763841 | P.C.B. MDC-BOARD 4008H/S | 4046241007046 | SP 4008/2008A
M445221 | P.C.B. MDC II 4008S V10 | 4046241063691 | Spare parts 4008S V10
M397251 | PC-BOARD PARA DISPLAY 5008 | 4046241068863 | SP 5008
M404611 | PIEZA INFERIOR TAPA CONECTOR BIBAG 5008S | 4046241067514 | Spare parts 5008S
M321021 | PLACA FRONTAL BIBAG W/O CONNECTOR4008E/H | 4046241007473 | SP 4008/2008A
M324591 | PLACA INTERIOR TAPA CONECTOR BIBAG 5008 | 4046241004021 | SP Small Parts
M394351 | PLACA INVERTER DISPLAY 5008/S | 4046241063943 | SP 5008
5008021 | plasmaFlux P1 dry | 4039361002053, 4039361002572 | Plasmafilter
5008031 | PlasmaFlux P2 dry | 4039361002060, 4039361002589 | Plasmafilter
M359581 | PLUG SOCKET F. HYDRAULICS TUBE | 4046241025651 | SP 5008
M384741 | PLUNGER HOLDER 20ML WHITE 4008/S V10 | 4046241049688 | SP 4008/2008A
672655C | POMPA HEPARINA 30ML REC. 4008 |  | SP 4008/2008A
M388671 | POTENTIAL EQUALIZATION BOLT 4008/5008/S | 4046241050073 | SP Small Parts
M383731 | POTENTIAL EQUALIZATION CABLE 4MM², L=4M | 4046241046144, 4046241046137 | SP 4008/2008A
M393031 | POWER CORD W.UK-PLUG 3.5M LONG 5008S | 4046241068979, 4046241132007 | Spare parts 5008S
M336421 | POWER CORD W.US-PLUG 4008/4008SV10/5008 | 4046241007862 | SP 5008
M336391 | POWER SUPPLY 100-240V 4008E/H | 4046241032611 | SP 4008/2008A
M382161 | POWER SUPPLY 230V 4008ADS/ART | 4046241037166, 4046241036664, 4046241037159 | SP 4008/2008A
M317131 | POWER SUPPLY CABLE 4008>UMED | 4046241032017 | SP Test Control Units
M382761 | PRESERVATION SET 4008/4008S V10 | 4046241040128, 4046241135688 | SP 4008/2008A
M473221 | PRESERVATION SET 5008/S | 4039361236960, 4039361006754 | SP 5008
6769091 | PRESSURE CONNECTOR W.NUT M8 BPM4008 | 4046241012590 | SP 4008/2008A
6537191 | PRESSURE DOME HOLDER RED TYPE1+2 5008/S | 4046241004908, 4046241129304 | SP 5008
M538831 | PRESSURE SENSOR -133 TO 1600 MBAR 6008 | 4039361130404 | Spare parts 6008
M335571 | PRESSURE SWITCH Bibag 130MBAR | 4046241007541 | SP 4008/2008A
M335551 | PRESSURE TRANSDUCER 3mix4008H | 4046241032574 | SP 4008/2008A
M344831 | PRESSURE TRANSDUCER 5008 | 4046241004366, 4039361248093, 4039361284183, 4039361255640, 4039361253394, 4039361283582, 4039361284077, 4039361284176, 4039361284275, 4039361255725, 4046241127386 | SP 5008
M334391 | PRESSURE TRANSDUCER TMP 4008/4008S V10 | 4046241131604, 4046241145588, 4046241131628, 4046241007527, 4046241145083 | SP 4008/2008A
M375631 | PUERTA 20+22MM CAZABURBUJAS | 4046241013122 | SP 4008/2008A
M405061 | PUERTA CAMARA DE LAVADO C/SENSORES 5008S | 4046241141795, 4046241068016 | Spare parts 5008S
M375651 | PUERTA COMBLETA BOMBA SANGRE 4008 | 4046241013146 | SP 4008/2008A
M404591 | PUERTA DERECHA EBM 5008S | 4046241067323 | Spare parts 5008S
M387821 | PUERTA DERECHA HIDRAULICA EC155 5008 | 4046241050264 | SP 5008
M501701 | PUERTA IZQUIERDA EBM CORDIAX 5008 | 4046241087383 | SP 5008
M387831 | PUERTA IZQUIERDA HIDRAULICA >EC155 5008 | 4046241050271 | SP 5008
M501711 | PUERTA LADO IZQUIERDO EBM LOGO 5008 | 4039361121891 | SP 5008
M407211 | PUERTO COMBI ONLINE-HDF 5008S | 4046241003048, 4046241126389, 4046241126792 | Spare parts 5008S
M375721 | PUERTO CONECTOR CDS 5.5/5,5mm M8 4008 | 4046241013207 | SP 4008/2008A
M469351 | PUERTOS ONLINEPLUS 5008S | 4039361018924 | Spare parts 5008S
M538601 | PUERTO SUSTITUCION 6008 | 4039361130206 | Spare parts 6008
6773841 | PUNTO DE MEZCLA CONCENTRADO/BICARBONATO | 4046241123883, 4046241011265, 4046241121780 | SP 4008/2008A
6529231 | PUNTO MEDIDA DE PRESIONES | 4046241005998, 4046241133486 | SP 4008/2008A
M444551 | PVC-MANGUERA ROJA 5X3mm 3m LONG CDS | 4046241049541 | SP 5008
5341561 | REED-SWITCH PARA CAMARA DE LABADO 4008 | 4046241005738 | SP 4008/2008A
M364741 | REJILLA VENTILACION HIDRAULICA 5008 | 4046241038040 | SP Small Parts
M388721 | RELIEF VALVE COMPLETE 4008/4008S V10 | 4046241050097 | SP 4008/2008A
M388541 | REPAIR SET PLUG FOR POWER SUPPLY | 4046241051780 | SP 4008/2008A
M450541 | REPAIR SET TOUCH-UP PAINT 4008/5008/S | 4046241049589 | SP 5008
VARIO16 | REPARACIÓN MÓDULO BVM 5008 |  | SP Other HD-Devices
M430711 | RETR.KIT APERTURA MANUAL DOMO 5008S | 4046241136487, 4046241135084, 4046241065633, 4046241134889 | Spare parts 5008S
M461891 | RETR. KIT BIC. RINSE CH. W. HALL 5008 | 4039361007812 | SP 5008
M433011 | RETR.KIT BOQUILLA TIERRA DRENAJE 5008/S | 4046241067835, 4046241124088 | SP 5008
M458481 | RETR.KIT CDS CONC.2FROM EC640 5008S 6008 | 4039361007867 | CDS/FLUSH/IHR/PERMEATE
M421971 | RETR. KIT CDS CONCENTRADO 1 5008S 6008 | 4046241050721 | CDS/FLUSH/IHR/PERMEATE
M334331 | RETR.KIT CDS CONCENTR. ONLY 4008B/S/SV10 | 4046241009996, 4046241126488 | CDS/FLUSH/IHR/PERMEATE
M461901 | RETR. KIT CONC. RINSE CH. W. HALL 5008 | 4039361007829 | SP 5008
M399161 | RETR.KIT MOTOR BOMBA SANGRE&LP624POL4008 | 4046241064131 | SP 4008/2008A
M479761 | RETR. KIT PERISCOPIO INYECCION 5008S | 4039361010874 | Spare parts 5008S
M535581FA | RETR. KIT SINGLE NEEDLE EX SW4.0 5008/S |  | Single-Needle
M535581 | RETR. KIT SINGLE NEEDLE EX SW4.0 5008/S | 4039361114381, 4039361237776 | Single-Needle
M458621 | RETR.KIT SINGLE NEEDLE EX SW4.0 5008/S | 4046241036961 | Single-Needle
M488151 | RETR. KIT UNID. MEDIDA PRES. ART. 5008/S | 4039361002749 | SP 5008
M367641 | RETROFIT KIT BEARING HEPARIN PUMP 4008 | 4046241029246 | SP 4008/2008A
M370821 | RETROFIT KIT BIBAG 4008B/S A 5008 | 4046241133097, 4046241009118, 4046241133103, 4046241133684 | Other Options
M37082C | RETROFIT KIT BIBAG 4008B/S A 5008 |  | SP 4008/2008A
M37081C | RETROFIT KIT BIBAG 4008E/H A 5008 |  | SP 4008/2008A
M370811 | RETROFIT KIT BIBAG 4008E/H A 5008 | 4046241009101 | Other Options
M383631 | RETROFIT KIT BOMBA UNIPUNCION 5008 | 4046241040975 | SP 5008
M569971 | RETROFIT KIT BPM2 5008 /S | 4039361146887 | BPS 08/BPM
M358501$ | RETROFIT KIT BPM 5008 | 4039361041236 | Used Machines 5008
M358501 | RETROFIT KIT BPM 5008 | 4046241009897 | BPS 08/BPM
M362301 | RETROFIT KIT BTM 5008/S | 4046241009309 | BTM
M362331 | RETROFIT KIT BVM 5008 | 4046241034103 | BVM
M375551 | RETROFIT KIT CDS CONCENTRATADO 2 5008 | 4046241009514 | CDS/FLUSH/IHR/PERMEATE
M465221 | RETROFIT KIT CONCENTRADO CDS 1 5008 | 4039361237998, 4039361018894 | CDS/FLUSH/IHR/PERMEATE
M422351 | RETROFIT KIT CONEXION PERMEADO 5008/S | 4046241143584, 4046241143881, 4046241065961 | CDS/FLUSH/IHR/PERMEATE
6777861 | RETROFIT KIT DESINFECTION PLUG | 4046241012668 | SP 4008/2008A
6772701 | RETROFIT KIT DIASAFEplus 4008B/S | 4046241034646 | Other Options
M013151 | RETROFIT KIT FERRITE CORE 5008S 6008 | 4039361157746 | SP 5008
M427441 | RETROFIT KIT FILTROS BIBAG 5008/S | 4039361006976 | Spare parts 5008S
M455731 | RETROFIT KIT HEPARIN PUMP 5008/S | 4046241145199, 4046241054798, 4046241120585 | Other Options
M472191 | RETROFIT KIT HOME-HD 5008S | 4039361230081, 4039361019792, 4039361258894 | Home HD
M397221 | RETROFIT KIT HYDROPHOBIC FILTERS 5008 | 4046241063738 | SP 5008
M475601 | RETROFIT KIT LAVADO INTEGRADO CALOR 5008 | 4039361007461 | CDS/FLUSH/IHR/PERMEATE
M392741 | RETROFIT KIT MANGUERA DRENAJE 10m 4008 | 4046241060713 | SP 4008/2008A
M398801 | RETROFIT KIT MIXED HDF PARA 5008 | 4046241063745 | MIXED HDF
M316831 | RETROFIT KIT OCM (WITH AUTOPRIME) 4008S | 4046241031980 | OCM
M472181 | RETROFIT KIT RADIO (WIRELESS 5008/S) | 4039361019785 | Other Options
M307111 | RETROFIT KIT REMOTE CONTROLE 4008H/S | 4046241031768 | Home HD
M392511 | RETROFIT KIT SW4.53 EX SW4.31 4008H | 4046241059915 | SP 4008/2008A
M392521 | RETROFIT KIT SW4.53 EX SW4.31 4008S | 4046241059922 | SP 4008/2008A
M310451 | RETROF.KIT CDS REMOVE BIC. SUPPLY 4008 | 4046241031843 | SP 4008/2008A
M335591 | RETROF.KIT TRANSDUC.PRESION TMP2 4008B/S | 4046241032598 | SP 4008/2008A
6725781 | RIBBON CABLE 10 PINS FINESSE 4008 |  | SP 4008/2008A
M327411 | RIBBON CABLE 16-POLES 1M LONG 5008 | 4046241007848 | SP 5008
6768871 | RIBBON CABLE 16-POLES 81 CM LONG, TWISTE | 4046241004625 | SP 4008/2008A
M538771 | RINSE PORT 6008 | 4039361130220 | Spare parts 6008
6773221 | ROTOR BOMBA SANGRE 4008 | 4046241007237 | SP 4008/2008A
M350391 | ROTOR BOMBA SANGRE/SN 5008/S | 4046241004991 | SP 5008
M538921 | ROTOR BOMBA SANGRE/SN 5008/S | 4039361116194 | SP 5008
M538931 | ROTOR BOMBA SUSTITUCION | 4039361116200 | SP 5008
M350401 | ROTOR BOMBA SUSTITUCION 5008/S | 4046241005004 | SP 5008
6726581 | ROTOR KPL. 4008 | 4046241006612 | SP 4008/2008A
M341901 | RUEDA CON MECANISMO BLOQUEO 5008 | 4046241003802 | SP 5008
M450511 | RUEDA CON PERFIL 4008SV10/ART/5008S | 4039361006297 | Spare parts 4008S V10
6509241 | RUEDAS GIRATORIAS SIN PERFIL 4008/ART | 4046241011760 | SP 4008/2008A
M341911 | RUEDA SIN MECANISMO BLOQUEO 5008 | 4046241003819 | SP 5008
M407331 | RUEDA SIN PERFIL 5008S | 4046241003055 | Spare parts 5008S
M321731 | SEAL F.LEVEL SENSOR/RINSE CHAMBER 5008/S | 4046241003949 | SP 5008
M376751 | SEAL FOR RINSE CHAMBER, CPL. 5008 | 4046241013429 | SP 5008
6463071 | SEGMENTO BOMBA DESAIREADORA | 4046241005912 | SP 4008/2008A
M465231 | SELLADO CAMARA LAVADO 5008S | 4039361018207 | Spare parts 5008S
M480381 | ‎SELLO PARA CÁMARA DE ENJUAGUE DEL SENSO | 4039361008338 | SP 5008
M334811 | SENSOR, BOLSA CONECTADA 5008 | 4046241004038 | SP 5008
M407441 | SENSOR BOLSA CONECTADA 5008S | 4046241122015, 4046241003192 | Spare parts 5008S
F40008582 | SENSOR CASSETTE COUPLING/DETECTION | 4039361164287 | Spare parts 6008
M334431 | SENSOR CIERRE CAMARA LAVADO 5008 | 4046241009989 | SP 5008
6774281 | SENSOR (CONDUCTIVITY F. | 4046241007251 | SP 4008/2008A
6733011 | SENSOR DE NIVEL PARA BIBAG 4008 | 4046241006711 | SP 4008/2008A
6751311 | SENSOR DE TEMPERATURA REPL.BY 679765 |  | SP 4008/2008A
M316311 | SENSOR, EBM DOOR 5008 | 4046241004885 | SP 5008
M335561 | SENSOR ENVEC SISTEMA CENTRALIZADO | 4046241007534, 4046241145021 | SP 4008/2008A
M369011 | SENSORES SHUNT INTERLOCK 5008/S | 4046241009330 | SP 5008
M327771 | SENSOR FUGAS 5008/S | 4046241004588 | SP 5008
6460711 | SENSOR HALL BOMBA HEPARINA | 4046241005899 | SP 4008/2008A
6707101 | SENSOR HALL CIERRE BOMBAS (ART. ONLINE+) | 4046241006087 | SP 4008/2008A
M436651 | SENSOR HALL CIERRE CAMARA LAVADO 5008 | 4039361007935 | SP 5008
6707091 | SENSOR HALL CONTADOR VUELTAS BOMBA | 4046241006070, 4046241126709 | SP 4008/2008A
M478951 | SENSOR HALL DOBLE STATOR 6008 | 4046241097719 | Spare parts 6008
M325891 | SENSOR,LINE PUMPS (ROTOR DETECT.) 5008/S | 4046241005059 | SP 5008
6519351 | SENSOR ÓPTICO BOMBA HEPARINA | 4046241022612 | SP 4008/2008A
M457271 | SENSOR POSICION BOMBA HEPARINA 5008/S | 4046241056365 | SP 5008
M338691 | SENSOR, POSICION CENECTOR FLAP 5008 | 4046241003895 | SP 5008
M407431 | SENSOR POSITION CONNECTOR FLAP 5008S | 4046241003185 | Spare parts 5008S
M538841 | SENSOR PRESION -700 TO 700 MBAR 6008 | 4039361130411 | Spare parts 6008
M325201 | SENSOR PTM ENVEC | 4046241032130, 4046241145014 | SP 4008/2008A
M385441 | SENSOR PUERTA EBM 5008S | 4046241062304 | Spare parts 5008S
M483251 | SENSOR SEPARADOR AIRE VALVULA 5008/S | 4039361011468 | SP 5008
F40009837 | SENSOR TEMPERATURA 6008 | 4039361163983 | Spare parts 6008
6797651 | SENSOR TEMPERATURA TITAN (TANTALO) 4008 | 4046241007343 | SP 4008/2008A
M531791 | SENSOR VALVULA DESINFECCION 4008 | 4039361116903 | SP 4008/2008A
M357641 | SERVICE CARD 5008/S | 4046241005417 | SP Test Control Units
M303351 | SERVICE PROGRAM 4008 3.20 |  | SP Test Control Units
M320731 | SERVICE SET ONLINE PLUS 4008 | 4046241041002, 4046241041019 | SP 4008/2008A
M362981 | SERVICE SOFTWARE SET 5008/S | 4046241005424, 4046241122695, 4046241143140, 4046241122466, 4046241120998, 4046241129885 | SP Test Control Units
0424278 | SESIONES BAJA 5008 |  | Dialysis-Sets
0424277 | SESIONES ON LINE 5008 |  | Dialysis-Sets
M463101 | SET ARANDELAS 5008/S | 4039361013639 | SP 5008
M407141 | SET BISAGRAS PUERTAS EBM 5008S | 4046241003024 | Spare parts 5008S
M388521 | SET CABLES CONEXION FUENTE ALIM. 4008 | 4046241051773 | SP 4008/2008A
M383761 | SET DE PEQUENOS DE HARDWARE DETECTOR OPT | 4046241050066 | SP 4008/2008A
M375581 | SET DESTORNILLADORES M3 | 4046241013320, 4046241123289 | SP 4008/2008A
M375851 | SET ETIQUETAS 4008 | 4046241039207 | SP 4008/2008A
M375701 | SET GUIA RAIL HIDRAULICA 4008B/S | 4046241035018 | SP 4008/2008A
M392641 | SET HARDWARE HIDR.CHASIS 5008 | 4046241057379 | SP 5008
M431261 | SET IMANES PUERTA EBM 5008/S | 4046241061024 | SP 5008
M375911 | SET LINEAS START UP 5008 | 4046241009828 | SP Test Control Units
M376811 | SET OF SELF TAPPING SCREWS | 4046241142181, 4046241048100 | SP 4008/2008A
M390221 | SET SENSORES CD BOMBA UF 5008/S | 4046241063196 | SP 5008
M407391 | SET SOPORTE TENSIOMETRO 5008/S | 4046241003260 | SP 5008
M392621 | SET TAPONES 5008/S | 4046241057355 | SP 5008
M392631 | SET TORNILLOS ESPECIALES 5008 | 4046241057362 | SP 5008
M489841 | SET TORNILLOS TAPA LATERAL 5008S | 4039361261429, 4039361080440 | Spare parts 5008S
M388691 | SET TUBOS OVERFLOW 5008 | 4046241061499 | SP 5008
6718081 | SHUNT INTERLOCK 4008 CPL | 4046241006339 | SP 4008/2008A
M418331 | SHUNT INTERLOCK 4008SV10 | 4046241087185 | Spare parts 4008S V10
M557331 | SHUNT INTERLOCK 5008/S | 4039361125240 | SP 5008
M469261 | SIDE COVERING RIGHT SIDE 5008S | 4039361075583 | Spare parts 5008S
6455691 | SILICONE TUBE 2008/4008 | 4046241058512, 4046241126495 | SP Small Parts
M376741 | SILICONE TUBING I.SUBSTITUATE VALVE 5008 | 4046241126297, 4046241134988, 4046241013641 | SP Small Parts
TMD000811 | SILLON LIKAMED Sensa Evolution A4CA |  | Likamed Sensa chair
M450551 | SMALL HARDWARE SET EBM 5008/S | 4046241053296 | SP 5008
M361421 | SN - 5008S | 4039361022860 | Single-Needle
M484851 | SNAP-IN SPRING FOR CANISTER HOLDER 5008S | 4039361010607 | Spare parts 5008S
M358081 | SN-PRESSURE TRANSDUCER (LUER LOCK) 5008 | 4046241005073 | SP 5008
6729581 | SOLENOID VALVE AquaWTU/ CDS 08/2008 | 4046241023343 | SP 4008/2008A
M353411 | SOLENOID VALVE WITH 1 NOZZLE 5008/S | 4046241004267 | SP 5008
6723051 | SOPORTAFUSIBLES 5X20MM 4008B/S/ADS/ART+ | 4046241043365 | SP 4008/2008A
M280091 | INNER WHEEL DISK MULTIFILTRATE | 4046241029772 | SP Multifiltrate
5070091 | MANDO CONTROL 3 MOTORES BEP | 4039361002664, 4039361281472 | SP Dialysis Chairs
GA-100903 | PDC-216-CAPD Adaptador psc-palo suero | 7332414055561 | standard Selutrio accessories
F40000932 | SET MONTAJE MOTOR CICA MFT | 4039361130787 | SP Multifiltrate
F40000934 | SET SOPORTE LINEAS ESPECIAL MFT | 4039361132316 | SP Multifiltrate
F40000933 | SET SOPORTE LINEAS STANDARD MFT | 4039361132309 | SP Multifiltrate
F00009077 | smartbag 111.25 (300L) | 4039361176594, 4039361227746 | Smartbag (300L)
F00009078 | smartbag 111.5 (300L) | 4039361176600, 4039361227753 | Smartbag (300L)
F00009076 | smartbag 211.75 (300L) | 4039361176587, 4039361227739 | Smartbag (300L)
F00009294FA | Softcontrol Data Hardnessmonitoring |  | Water Monitoring
F00009294 | Softcontrol Data Hardnessmonitoring | 4039361179236 | Water Monitoring
F00009570 | Softener VAD 125 TT |  | Ion Exchange Filter
F00009567 | Softener VAD 50 TT |  | Ion Exchange Filter
F00009568 | Softener VAD 75 TT |  | Ion Exchange Filter
F50009143 | SOFTWARE 3.22.1 MICROSD-CARD *AQUAC UNO | 4039361236052 | Spare parts AquaC
F50009501 | TEST PATIENTCARD SLSH to V3.1 | 4039361231767, 4039361261993 | Spare Parts Sleep.Safe Harmony
TO00095 | TOMA DE MUESTRAS |  | Service Products FWT
F40009653 | TUBO DESAG. CAIDA LIBRE PVC D 12 BOQ 6MM | 4039361163815 | SP FWT Filter
F40009654 | TUBO DESAGUE CAIDA LIBRE PVC D 12 *FWT | 4039361163822 | SP FWT Filter
F00009550 | Zeolith Filter TX 1252 |  | Media Filter
F00009551 | Zeolith Filter TX 1465 |  | Media Filter
F00009536 | Zeolith Filter TX 1665 |  | Media Filter
F00009552 | Zeolith Filter TX 2160 |  | Media Filter
6312011 | CONECTOR HEMBRA. PUERTO 1/4 (TANQUE) | 4046241016420 | SP MVZ
6348501 | CONECTOR HIDRAULICO CON ACOPLO AQUAUNO | 4046241053111 | SP Aqua DAS
6343201 | CONECTOR PERMEADO MACHO "U"11 MM AQUAWTU | 4046241042733 | Dialysis Concentrate Distribution Loop
6746501 | CONEXIÓN "Y" CÁMARA DE BALANZAS (6.6.6) | 4046241006896 | SP Small Parts
6360171 | CONNECTION SET FEED WATER AquaSOFT | 4046241051674 | Accessories Water Pre-Treatment
M538501 | CONNECTOR SET F.BARCODEREADER SIMULATION | 4039361115098 | SP Sleep.Safe
CONWT01 | CONTRATO MANT.EQUIPO PORTATIL TRAT.AGUAS |  | Maintenance Agreement Water Treatment
6361201 | CONTROL HEAD PERFORMA WPT FWT | 4046241047950 | Spare Parts prefiltration FWT
6311801 | CONTROL REMOTO CDS | 4046241016376 | SP CMS 08
1050181 | DESTORNILLADOR DINAMOMETRICO |  | SP Other HD-Devices
SAK-301 | DIALY SACK, 60L, 45 LACT, 1K3CA |  | SAK
5014911 | Dialysat system CAVH/D - CVVH/D | 4046241044942, 4039361126490, 4039361063306, 4039361020064 | Adapters / connectors
5077601 | DIALYSEKANUELE ART. 16GA 1,6X20MM A601G | 4039361046071, 4039361056957, 4039361056964 | Arterial
5078601 | DIALYSEKANUELE VEN. 16GA 1,6X20MM V601G | 4039361057169, 4039361057176, 4039361046392 | Venous
5077501 | DIALYSIS CANNULA ART.15GA 1,8X20MM A501G | 4039361057039, 4039361057046, 4039361046057 | Arterial
6346501 | Dialysis Concentrate Distribution Loop | 4039361053390 | Dialysis Concentrate Distribution Loop
2840151 | DINAMOMETRO 2.5 KG | 4046241057157 | Starting Package
6340501 | DISINFECTION CONNECTOR CPL. AquaUNO | 4046241020779 | SP Aqua DAS
M562301 | DISPLAY 8,4"TYPAA084XE01 FROM EC060 SLSH | 4039361127220 | Spare Parts Sleep.Safe Harmony
6501131 | ELEMENTO FILTRANTE FILTRO DIALIZADO *400 | 4046241005943 | SP Small Parts
6346801 | EMBUDO DESINFECCION AQUAUNO | 4046241000047 | SP Aqua DAS
2599901 | EQUIPO DRENAJE STAY.SAFE RB | 4046241011814, 4046241049800, 4039361071325 | standard CAPD accessories
5016931 | EQUIPO SLEEP.SAFE PLUS | 4039361020323, 4039361020316 | sleep.safe Sets
5101371 | ETIQUETA FRONTAL EN62353 F. PL2051 | 4046241061574 | SP Test Control Units
6301201 | ETIQUETA MANTENIMIENTO (10 Ud.) | 4046241015119 | SP Small Parts
1011011 | ETIQUETA NEUTRA 135X135 ROJA |  | Labels
FW-301-1FA | EXPRESS FLUID WARMER SYSTEM ACCESSORIES |  | Others NxStage HD
FW-301-1 | EXPRESS FLUID WARMER SYSTEM ACCESSORIES |  | Others NxStage HD
6349701 | FILTER CARTRIDGE 05-20 BB | 4046241067682 | Disposables Water Pre-Treatment
6308801 | FILTRO GX-10-9-3/4 10 MIC | 4046241015805 | SP FWT Filter
6501581 | FILTRO HIDROFOBO LINEA 190MM PROMETHEUS | 4046241035377, 4046241035353, 4046241035384, 4046241035360 | Others
6301631 | FILTRO HIDRÓFOBO TANQUE AQUASAFE | 4046241015133 | SP CMS 08
5082501 | FISTULA NEEDLE 15G ART. ROT.WING T30,N25 | 4039361153083, 4039361058050, 4039361005061, 4039361004484 | Arterial
M281011 | FLAT CABLE HOLDER SET (10PCS) SELFADH. | 4046241030532 | SP Small Parts
4941801 | Frekaderm 3 x 250ml | 4039361053604, 4039361174484 | PD disinfectants
6327501 | FRONT PANEL OVERLAY 279,3 x99MM AQUAWTU | 4046241019117 | SP FWT Filter
6366401 | FUENTE ALIMENTACION 24VDC AQUAC UNO H | 4039361078003 | Spare parts AquaC
6540101 | FUENTE ALIMENTACION SLEEP SAFE | 4046241022865 | SP Sleep.Safe
5067801 | FUENTE DE ALIMENTACION 220/330 | 4046241058017, 4046241126983 | SP Dialysis Chairs
6319601 | FUENTE DE ALIMENTACIÓN CDS08/AQUASAFE | 4046241017885 | SP MVZ
6405501 | FUSIBLE 0.315 AT | 4046241022162 | SP Small Parts
6430301 | FUSIBLE 3.15 A/T | 4046241011685 | SP Small Parts
M280181 | GEARED MOTOR 20V F.BLOOD PUMP MFT | 4046241127614, 4046241029956 | SP Multifiltrate
M280171 | GEARED MOTOR 24V F.BALANCING PUMPS MFT | 4046241029949, 4046241127607 | SP Multifiltrate
M333821 | GLUE LOCTITE NO.2701/ 5ML HIGHSTRENGTH | 4046241043891 | SP Small Parts
6501681 | GRIP DISC BP | 4039361019068 | SP Small Parts
5019751 | GUIA IMPLANTACION DE CATETER | 4046241046687, 4046241008784 | PD Catheter
ESHEMO901 | HEMO Dialisis |  | Others
HEMO901 | HEMO Dialisis |  | Packages
5099301 | HORAS VIAJE (MINUTOS INDUSTRIALES) |  | Service Effort (Times) cHD
5727201 | HOSE CLIP THREADED d9-12 ZINC COATED | 4046241011524 | SP Small Parts
5072201 | Hotel costs |  | Service Effort (Times) cHD
M545801 | HYDR. VESSEL VENT VALVE HYDR. PUMP SLS | 4039361280253, 4039361116934 | SP Sleep.Safe
6309801 | INDICADOR FLUJO ROJO CDS 08 | 4046241016000 | SP MVZ
COSTESINDSP01F | Indirect costs SP01 Full tax |  | WH Others
COSTESINDSP01L | Indirect costs SP01 Low tax |  | WH Others
COSTESINDSP01M | Indirect costs SP01 Medium tax |  | WH Others
5072801 | INSTALACION MENOR PLANTA AGUAS |  | Service Products FWT
6340401 | JG STEM ADAPTOR FITING D6 G 1/4" AquaUNO | 4046241020670 | SP Aqua DAS
6313601 | JUNTA PLANA SILICONA d16x26x2 AQUAWTU | 4046241016918 | SP WTU
6311011 | JUNTA TÓRICA 4X4MM, AQUASAFE | 4046241016161 | Fittings, Sealings/O-Rings, Tubes
6344211 | KEYBOARD P.C.P. AquaUNO ex EC015 | 4046241045598, 4046241045581 | SP Aqua DAS
0121591 | Kit Alta Permeabilidad Classix80 On Line |  | Dialysis-Sets
0121221 | Kit Alta permeabilidad FXClassix 60 |  | Dialysis-Sets
0121781 | KITAlto Flujo / Alta Eficacia |  | Dialysis-Sets
0121771 | KITAlto Flujo / Alta Eficacia On Line |  | Dialysis-Sets
0121811 | Kit anticoagulación Ci-Ca |  | CRRT-Packages
0120711 | KIT Classix 80+Bibag 650 ORIENTE |  | Dialysis-Sets
0121941 | Kit Diálisis FX 10 Htal. Dr. Pesset |  | Dialysis-Sets
0121931 | Kit Diálisis FXCordiax100 Htal.Dr.Pesset |  | Dialysis-Sets
0121921 | Kit Diálisis FXCordiax 80 Htal.Dr.Pesset |  | Dialysis-Sets
0121851 | KIT DIALIZADOR ASYTER |  | Dialysis-Sets
0121911 | KIT DIALIZADOR CRUZ ROJA |  | Dialysis-Sets
0120731 | KIT F7HPS+Bibag 650 ORIENTE |  | Dialysis-Sets
0122011 | KIT FUNGIBLE DIÁLISIS |  | Dialysis-Sets
0121551 | Kit FX Cordiax 80Htal.Clínico deValencia |  | Dialysis-Sets
6725201$ | KIT ON LINE HDF |  | Other Options
0121881 | KIT SESIÓN DE HEMODIÁLISIS |  | Dialysis-Sets
0121801 | Kit sistema anticoagulación con citrato |  | CRRT-Packages
M507811 | LABEL SET IEC 60601-1_3RD MFT | 4039361102142 | SP Multifiltrate
6344201 | LAMINA FRONTAL AQUAUNO EX EC015 | 4046241045550, 4046241045567 | SP Aqua DAS
H260141 | LIKAMED-Evolution A4ZA-Dialysis Chair-gr |  | Likamed Sensa chair
H260901 | LIKAMED SALSA A1 - Dialysis Chair |  | Likamed Salsa chair
H260901FA | LIKAMED-SALSA A1 - Dialysis Chair, lgrey |  | Likamed Salsa chair
5073801 | LIKAMED Sensa visco foam upholstery |  | Likamed Accessories
5014611 | LINEA DE EXTENSION PARA DRENAJE | 4039361020361, 4039361020354 | standard APD accessories
5016751 | LINEA LIQUIDO DIALISIS MULTIFILTRATE | 4039361005719, 4039361004958, 4039361004200, 4039361062996 | multiFiltrate fluid lines
5016761 | LINEA SUSTITUCION MULTIFILTRATE | 4039361063009, 4039361005726, 4039361004217, 4039361004965 | multiFiltrate fluid lines
6327601 | LLAVE DRENAGE JG 1/4" | 4046241019216 | SP FWT Filter
5068801 | LLAVE MAGNETICA MANDO MANUAL NOVO XS | 4046241049619 | SP Dialysis Chairs
5064801 | LOCKING PIN W. KNOB NOVO SMART DT1 TABLE | 4046241057454 | SP Dialysis Chairs
M401791$ | MALETA BCM |  | BCM Accessories
M401791 | MALETA BCM | 4039361044886 | BCM Accessories
5066901 | MANDO CON TECLA SHOCK NOVO CE/XSK/TOP X | 4046241057669 | SP Dialysis Chairs
5070101 | MANDO CONTROL 4 MOTORES BEP | 4039361002671, 4039361265373 | SP Dialysis Chairs
M307701 | MANOMETRO DIGITAL NUEVO + ACCESORIOS | 4046241031805 | SP Test Control Units
5101331 | MEDIDOR FUGA EQUIPO ESC 2051 | 4046241050530 | SP Test Control Units
6366311 | MEMBRANA OSMOSIS EC<013 AQUAC UNO H | 4039361076856 | Spare parts AquaC
5049401 | Membrana Osmosis Inversa Aquauno | 4046241014129 | SP Water/RO 08
M525801 | MEMBRANE TEST SET AQUAA AQUABPLUS | 4039361263010, 4039361113087 | Spare parts AquaA
6363601 | MODULE PIPE CAP REMOVING TOOL | 4039361004859 | ET AQUABPLUS
M570101 | MONITOR FRAME FROM EC060 SLSH | 4039361127411 | Spare Parts Sleep.Safe Harmony
5068901 | MOTOR RESPALDO NOVO X550 | 4046241060218 | SP Dialysis Chairs
5016771 | MPS SUBSTITUATE SYSTEM MULTIFILTRATE | 4039361082741, 4039361004224, 4039361004972, 4039361063016 | multiFiltrate fluid lines
5029011 | multiEffluent Bag 10L | 4039361004392, 4039361020613 | Filtrate bags
M201271FA | Multifiltrate Cica Basis |  | Multifiltrate
M201271 | Multifiltrate CiCa Basis | 4039361022105 | Multifiltrate
M488401 | MULTIMETRO DIGITAL METRAHIT PRO | 4039361002688, 4039361282615, 4039361283018 | SP Tools
6341201 | NUT G1" F.NIPPLE DN25 AquaB/AquaB DUO | 4046241021202 | Fittings, Sealings/O-Rings, Tubes
6367801 | OPERATING MODE INDICATOR AQUAC UNO H | 4039361093402 | Spare parts AquaC
M511101 | PAD SET FOR PACKAGING MFT | 4039361153687 | SP Multifiltrate
M549601 | PANELLING RIGHT SHORT SELEXA | 4039361128180 | SP Dialysis Chairs
F989901 | Patient OnLine DVD Single-User | 4039361191795 | Data Processing PD
GA-101927 | PDC-102-T Conexión titanio prolong-catet |  | standard Selutrio accessories
GA-101573 | PDH 200 Calentador bolsa, 230v | 7332414017415 | Serena
5019461 | PEGAMENTO PARA CATETER | 4046241008616, 4039361021443, 4046241008609 | PD Catheter
6325801 | PEX 25X3,5MM 180º CONEXIÓN MANGUERA AS. | 4046241018844 | Dialysis Water Distribution Loop
5101311 | PL2051 FUGA CORRIENTE A PACIENTE ESC 205 | 4046241050523 | SP Test Control Units
H240131 | PLC-BATTERY F2-40BL, LITHIUM FWT | 4046241058789 | SP Aqua B-DUO
6343801 | POWER SUPPLY AquaSOFT | 4046241038149 | SP Aqua HWCS
6346201 | POWER SWITCH ETA 16A 3-POLE 185-275V | 4046241063608 | SP WT Kosmed
5014631 | PRESSURE LINE FOR MTS | 4039361020101, 4046241044867, 4039361064952 | Bloodline Accessories ETO
5016321 | PRESSURE LINE W.FILTER | 4046241035308, 4046241034783, 4046241034790, 4046241034776, 4046241037999 | Others
5016311 | PRESSURE LINE WITH PART FILTER | 4046241034769, 4046241034745, 4046241034721, 4046241034752 | Others
5019151 | PRESSURE MEASUREMENT LINE 60 CM | 4046241045536, 4039361063436, 4039361031497 | Adapters / connectors
5016711 | PRESSURE TRAN.VENE/FILTRAT,MULTIFILTRATE | 4046241035322, 4046241035339, 4046241035315, 4046241035346 | Others
5011451FA | PRINTER PD-NIGHT |  | other PD machines
M284301 | PUMP COVER MULTIFILTRATE | 4046241030198 | SP Multifiltrate
5065201 | REPOSABRAZOS UNIVERSAL NOVO CE/TOP CE/SM | 4046241041903 | SP Dialysis Chairs
6340201 | RESINA INTERCAMBIO IONICO CS16G 25L-SACO | 4046241020533 | Spare parts WT Accessories
H240101 | VENTILADOR 230V SK3239 100 105cbm/h HOTF | 4046241058758 | Spare Parts Hotfeed/AquaHT/HF
M284011 | SCALES PLATE LEFT SIDE, CPL. *MFT | 4046241030563 | SP Multifiltrate
6348011 | SENSOR CABLE SMD 6-PINS AquaSOFT | 4046241049138 | SP Aqua HWCS
6349011 | SENSOR TEMPERATURA CONDUCT. AQUABPLUS | 4046241005646 | Spare parts AquaA
6297011 | SILLON NOVO X 220 GRIS (c) |  | Likamed bed chairs - phased out
9799011 | SOPORTE ABSORBER 4008ADS/ART | 4046241065060 | SP Adsorption ART
M345011 | SOPORTE RECOGEDOR PUERTA TRASERA 5008 | 4046241004212, 4046241145182 | SP 5008
2846011 | STAY SAFE CLOUSURE CAP | 4046241008579, 4046241008562, 4039361064877, 4039361021375 | standard CAPD accessories
M437011 | TAPA LANCETAS 5008S | 4046241141788, 4046241067583 | Spare parts 5008S
0121751 | Sesión Diálisis NX Hospitalaria |  | Therapy/Bundles NxStage HD
0121871 | Sesión dializador San Juan de Dios |  | Dialysis-Sets
0121791 | Sesión Hemodiálisis Alta Biocompatibilid |  | Dialysis-Sets
0121671 | Sesión hemodialisis alta filtracion |  | Dialysis-Sets
0121981 | SESION HEMODIALISIS ALTA PERMEABILIDAD |  | Dialysis-Sets
0121681 | Sesión hemodialisis alto flujo |  | Dialysis-Sets
0121971 | SESION HEMODIALISIS BAJA PERMEABILIDAD |  | Dialysis-Sets
0121661 | Sesión hemodialisis media filtracion |  | Dialysis-Sets
0121991 | SESION HEMODIALISIS ON LINE |  | Dialysis-Sets
0121691 | Sesión hemodialisis on line |  | Dialysis-Sets
M401221 | SET OF EMC SEALINGS F.EMBEDDED SLEEP.SAF | 4046241064087 | SP Sleep.Safe
NC1012 | SOFT CARRYING CASE, CYCLER |  | Cycler
0120861 | SUPLEMENTO ON LINE |  | Dialysis-Sets
5101361 | REVEX PLUS 230V W.BAG/ AND OPTION | 4046241050547 | SP Test Control Units
5101351 | REVEX PLUS 230V W.BAG/W/O OPTION | 4046241050417 | SP Test Control Units
5068861 | TRANSFORMADOR 230V EX 7XFL0138 NOVO X550 | 4046241056815 | SP Dialysis Chairs
5016861 | Set multiFiltrate HV-CVVH | 4039361004996, 4039361004255, 4039361063184 | multiFiltrate fluid lines
5016971 | sleep.safe Luer-Lock Adaptor | 4039361023102, 4039361023096 | standard APD accessories
5017391 | Sleep.Safe Set Paed | 4039361020293, 4039361020309 | sleep.safe Sets
5019571 | SET DE DRENAJE PD-NIGHT | 4039361020255, 4039361020279, 4039361020262, 4039361023133, 4039361020286 | standard APD accessories
M280191 | TAPA PRESIÓN RUEDA GRANDE MULTIFILTRATE | 4046241029963 | SP Multifiltrate
M201981 | UNICARD READER | 4039361115449 | Other Options
6312021 | CONCECTOR MACHO. PUERTO (DESAIREACION) | 4046241016437 | SP MVZ
CONWT02 | CONTRATO MANT. SISTEMA CENTRALIZADO |  | Maintenance Agreement Water Treatment
SAK-302 | DAILYSATE SACK, 60L, 40 LACT, 1K, 3CA, 1 |  | SAK
5070231 | ESTRUCTURA PIECERO BEP | 4039361002848 | SP Dialysis Chairs
M483421 | FILTRO 7.5/7.5MM 102MM | 4039361118464 | SP Small Parts
M280451 | HEATER VERSION 2 UNTIL EC1025 MFT | 4046241030044 | SP Multifiltrate
ESHEMO902 | HEMO Suplemento |  | Others
HEMO902 | HEMO Suplemento |  | Packages
M026391 | Hose Clip D 14.5 | 4046241027679 | Clamps, Clips, Cable-tie, Other
M317021 | INSTRUMENT DE MESURES DIGITALE U-MED | 4046241032000 | SP Test Control Units
6366021 | JUNTA PLANA 11.5X5X3.6 EPDM | 4039361079789 | Fittings, Sealings/O-Rings, Tubes
6470261 | JUNTA TÓRICA PEQUEÑA BI BAG (D.U. 25) | 4046241022513 | SP Small Parts
H260261 | LIKAMED Sensa 2 armrests height adjustab |  | Likamed Accessories
H260231 | LIKAMED Sensa infusion rod holder |  | Likamed Accessories
6750211 | LINEA CON FILTRO HIDRàFOBO MàDULO UNIP. | 4046241035391, 4046241035407, 4046241035421, 4046241035414 | Others
M302671 | LUBRICANTE 10 G. UNISILKON (BIBAG) | 4046241035230 | SP Small Parts
M390231 | MALETA SLEEP SAFE | 4046241046991 | standard APD accessories
F38350262 | Maxtec Air Oxygen Mixer, MicroMax, adult | 853061006074 | Air Oxygen Mixers
F38350262FA | Maxtec Air Oxygen Mixer, MicroMax, adult |  | Air Oxygen Mixers
6327661 | MEMBRANA XLE 4021 125L AQUAWTU | 4046241019278 | SP FWT Filter
6340271 | MOTOR DIETZ 230V/ 50Hz EC<30 AquaWTU | 4046241020571 | SP FWT Filter
6340211 | MSC 08 Single P/D | 4039361052584 | MSC08
5029031 | multiEffluent Bag 10 L Single-Use | 4039361020620, 4039361020514 | Filtrate bags
M205021 | multiFiltratePRO Gen.2 | 4039361282899 | multiFiltratePRO
6361021 | PASAMUROS HEMBRA DN6 G1/4" PP *MSP *MSR | 4046241047073 | SP Aquasafe
M283561 | P.C.B. LP 1102-2 / CONTROLLER BOARD MFT | 4039361097875 | SP Multifiltrate
M282931 | PCB LP1102-2 / TARJETA CONTROLADORA MFT | 4039361077921 | SP Multifiltrate
M407491 | P.C.B. LP 1202-2 / CONTROLLER BOARD | 4039361123987 | Spare parts multi
M430261 | PNEUMATICS SET EX EC495 SLEEP.SAFE | 4046241061550 | SP Sleep.Safe
6327341 | PREFILTRO 202 CON BLOQUE PP*AQUAWTU | 4046241019001 | AquaWTU
6340281 | PROTECCION MOTOR (ETA 5A) AQUAWTU | 4046241020588 | SP FWT Filter
M414021 | REAR PANEL MULTI | 4039361122119, 4039361262204 | Spare parts multi
COSTES2029FULL | REP. COSTES INDIRECTOS GRUPO IVA |  | Other income (not sales)
COSTES2029HALF | REP. COSTES INDIRECTOS GRUPO IVA |  | Other income (not sales)
COSTES2029LOW | REP. COSTES INDIRECTOS GRUPO IVA |  | Other income (not sales)
5070241 | REPOSAPIES BEP | 4039361002862 | SP Dialysis Chairs
5070251 | REPOSAPIES BEP | 4039361002879 | SP Dialysis Chairs
5070261 | RUEDA MANUAL PARA PIECERO BEP | 4039361002886 | SP Dialysis Chairs
M284021 | SCALES PLATE RIGHT SIDE, CPL. *MFT | 4046241030570 | SP Multifiltrate
GA-102807FA | Serena 230 V |  | Serena
6365021 | SERVICE KEY BOARD AQUAC UNO H | 4039361006143, 4039361257989 | Spare parts AquaC
5024581FA | SILLA SMART CE |  | Others
5024581 | SILLON HEMODIALISIS SMART CE |  | Likamed chairs - phased out
M552021 | SMARTCARD READER USB TDMS | 4039361119690 | TDMS Spare Parts
5070271 | SOPORTE REPOSABRAZOS IZQUIERDO BEP | 4039361002893 | SP Dialysis Chairs
5020081 | SWAN-NECK CATHETER FAST FLOW 385/195 | 4046241039009, 4046241039016, 4039361064747 | PD Catheter
M429021 | TAPA DOMO ARTERIAL ROJA 5008/S | 4046241060782 | SP 5008
M559021 | TAPON BOMBA HIDRAULICA SLS/SLSH | 4039361122720 | SP Small Parts
M520271 | TUBO DESINFECTANTE 6,2x3, L=3M | 4039361111373 | SP 5008
M478021 | TUBO NEUMATICO 6008 | 4039361130381 | Spare parts 6008
M330251 | UPDATE PC-SERVICE-PROGRAMME 4008E/B/H/S |  | SP Test Control Units
8502801 | VÁLVULA ANTIRETORNO LUER-LOCK | 4046241059755, 4046241129298, 4046241140880 | SP 5008
M354441 | VALVULA DE PRESION DE CARGA A02 A03 5008 | 4046241142082, 4046241004434, 4046241142686, 4046241136791, 4046241131888, 4046241131987 | SP 5008
M502601 | VALVULA VENTILACION CDS 5008/S | 4046241091687 | SP 5008
M324031 | CONDUCTIVIMETRO ( UMED ) | 4046241032086 | SP Test Control Units
M511031 | CONECTOR CON VALV DN6 R1/4" 11MM PP MSC | 4039361106775 | SP Aquasafe
6312031 | CONECTOR MACHO CON PUERTO (ESTERILIZACIO | 4046241016444 | SP MVZ
6030511 | CONEXION HEMBRA MUESTRA PERMEADO | 4046241020311 | Water Sampling Disposables
6340381 | CONEXION "T" DIAMETRO 6 mm | 4046241020656 | SP Aqua DAS
6340361 | ELBOW A90° D12 3/8" AquaUNO | 4046241020632 | SP Aqua DAS
M420321 | ETIQUETA "CTS 24 MESES" | 4046241134186, 4046241062472 | SP Small Parts
M533031 | FILTER CARTRIDGE 20"CARBON ADVANCED -5µM | 4039361114688 | Spare parts WT Accessories
M414031 | FRONT BASE LIGHT GREY MFTPRO | 4039361122126 | Spare parts multi
6320321 | FUSE M 2.0A | 4046241018127 | SP Small Parts
5342031 | FUSIBLE T 2 A | 4039361019426 | SP Small Parts
F38350300 | IFU_CE-Console_ES |  | Consoles Acute Heart & Lung
M510391 | INTERRUPTOR DE LÍNEA CICA *MULTI | 4039361123260 | Spare parts multi
6303871 | KIT ESD MANTAS COMPLETO | 4046241017281 | SP Tools
6303881 | KIT ESD TALLER COMPLETO | 4046241015140 | SP Tools
6361841 | KL6031 RS232 SERIAL INTERFACE AQUAA/A2 | 4039361013257 | Spare parts AquaA
H260311 | LIKAMED transpar cover full foam armrest |  | Likamed Accessories
6360351 | LINE SAFETY SWITCH 20A AQUA HT/BPLUS HF | 4046241053999 | Spare parts AquaA
M548481 | LIQUID JET PUMP EX EC030 AQUAWTU | 4039361119089 | SP FWT Filter
6030621 | MEASURING CUP 50 ML (Clear Surf) |  | Miscellaneous 3rd party products
5038931 | multiFiltrate - Kit 4 CVVHDF 600 | 4039361022228 | MFT Kits Heparin CRRT
5039051 | multiFiltrate - Kit Paed CRRT / SCUF | 4039361022297 | MFT Kits Heparin CRRT
6917035 | O RING 7,8X1,6 (DEL.UNIT 25) | 4046241023503, 4046241013986, 4046241013979, 4046241013993 | SP Small Parts
6340321 | O-RING EPDM 9,19X2,62 AquaUNO | 4046241020595 | SP Aqua DAS
6349371 | O-RING SET ULTRAFILTER 2X103X3,5+2"+1" | 4046241063752 | SP CMS 08
6363031 | REFILL-CONTROL AUTOTROL CONTROL HEAD | 4039361007218 | SP CDS
5070321 | REPOSABRAZOS ACOLCHADO BEP | 4039361003463 | SP Dialysis Chairs
6360301 | RINGBASE V22 VR24 V46 DN32 AQUA A/A2/HT | 4046241053869 | Spare parts AquaA
6403991 | SHORT-CIRCUIT PLUG (JUMPER) | 4046241022148 | SP Small Parts
6344971 | SOCKET CEE 16A TYPE 5103A | 4046241050936 | Electronics
M403421 | SOPORTE TUBO AUTOADHESIVO 5008/S | 4046241053128, 4046241123982 | SP 5008
F38350316 | Temperature sensor |  | Others Medos-Case
6360371 | TEMPERATURE SENSOR AQUAA HT/BPLUS HF | 4046241054064 | Spare parts AquaA
M385031 | TILTING TOOL F. REPAIR PURPOSES 5008/S | 4046241051704 | SP 5008
6303751 | TUBO AZUL BPM 3.5 M. | 4046241012248 | SP 4008/2008A
6367031 | VALVE BLOCK V1,V2,V4,V5 CDSPLUS | 4039361093327 | SP MVZ
6030681 | WQS SAMPLING SET PERMEATE BAG CANNULA | 4039361010409 | Water Sampling Disposables
6030671 | WQS SAMPLING SET PERMEATE BAG NIPPLE | 4046241054187 | Water Sampling Disposables
0441991 | COMPLAINT SET 1 ENGLISH | 4039361025229 | Complaint Set
1050481 | CONDUCTIVIMETRO MESA NEO 2 |  | SP Other HD-Devices
6312041 | CONECTOR HEMBRA. PUERTO (DESAIREACION) | 4046241016451 | SP MVZ
6313631 | COUPLING CPC EFCD 10412 1/4" NPT *GRANUS | 4046241040524, 4046241137200 | SP WTU
0424332 | diálisis del hospital del Mar |  | Dialysis-Sets
SAK-304 | DIAL SACK, 60L, 45 LACT,2K, 3CA |  | SAK
FWS-304 | EXPRESS FLUID WARMER DISPOSABLE |  | Warmer Disposables
M390461 | FUENTE DE ALIMENTACIÓN BCM | 4046241068627 | SP BCM
M385041 | GREASE MOLYKOTE LONGTERM W2 (20ML) | 4039361269609, 4039361282783, 4046241138788, 4046241046670 | SP Small Parts
F38350411 | Holder for Backup Pump Drive | 4057224904122 | Holders
F38350411FA | Holder for Backup Pump Drive |  | Holders
6340421 | JG ELBOW SCREW-CONNECTOR D8- G 1/4" | 4046241020694 | SP Aqua DAS
6340441 | JG STEM ELBOW FITTING D6-D6 AquaUNO | 4046241020717 | SP Aqua DAS
6340431 | JG STEM ELBOW FITTING D8-D8 AquaUNO | 4046241020700 | SP Aqua DAS
0424337 | KIT DIALISIS ON LINE ( CUF 38 ) |  | Dialysis-Sets
0424338 | KIT DIALISIS ON LINE ( CUF 53 ) |  | Dialysis-Sets
M326041 | KIT MODIF. BOBINAS FUENTE ALIMENTACIÓN | 4046241043822 | SP Small Parts
M510441 | LÍNEAS PARA CORRIENTE DE FUGA *MULTI | 4039361123420 | Spare parts multi
M280431 | MAGNÉTICO PARA BÁSCULAS | 4046241134681, 4046241030020 | SP Multifiltrate
0424285 | MANTENIMIENTO POR SESION HEMODIALISIS |  | Maintenance Contracts HD-Mach
6308441 | MEMBRANA ESPA1-4040 AQUASAFE/STORE/BDUO | 4046241015706 | SP CMS 08
1050621 | MEMBRANA TW30 LE4040 AQUASAFE/STORE/BDUO |  | SP CMS 08
6340491 | MODULE PIPE CPL. W/O RO-MEMBRANE AquaUNO | 4046241020762 | SP Aqua DAS
5067041 | MOTOR MEGAMET 24V/75W SMART | 4046241034394 | SP Dialysis Chairs
NX0429-P | PACKAGING, SALINE HOOK |  | Others NxStage HD
5049091 | PH-INDICATOR-STRIPS 100PCS/BOX | 4046241014112 | Water analysis test kits
M280471 | PUERTA DEL CALENTADOR, VERSIÓN 2 * MFT | 4046241030051 | SP Multifiltrate
6340481 | PUMP CPL. WITH MOTOR 230V/ 50Hz AquaUNO | 4046241020755 | SP Aqua DAS
6747641 | RESISTENCIA CALIBRAC. 104-56,2 | 4046241011111 | SP Small Parts
6342041 | RO-MODULE ESPA4-4040 | 4046241021738 | SP Aqua Soft
5046801 | SAFE LINE TM | 4039361145057, 4039361004439, 4039361005030 | Bloodline Accessories Steam
H240481 | SENSOR TEMPERATURA ROSCADO HOT FEED | 4046241059083 | SP Aqua B-DUO
0424287 | Sesión Acido + Bicarbonato Htal. Vic |  | Dialysis-Sets
0424293 | SESION ALTA PERMEABILIDAD HTAL VIC |  | Dialysis-Sets
0424291 | SESION BAJA PERMEABILIDAD HTAL VIC |  | Dialysis-Sets
0424345 | SESIÓN CONCENTRADO |  | Dialysis-Sets
0424312 | SESION CONVENCIONAL |  | Dialysis-Sets
0424342 | SESIÓN DE ALTA PERMEABILIDAD |  | Dialysis-Sets
0424341 | SESIÓN DE BAJA PERMEABILIDAD |  | Dialysis-Sets
0424333 | SESIÓN DE DIÁLISIS |  | Dialysis-Sets
0424329 | Sesión de Diálisis Convencional |  | Dialysis-Sets
0424335 | SESIÓN DE DIÁLISIS FSE |  | Dialysis-Sets
0424330 | Sesión de Diálisis On Line |  | Dialysis-Sets
0424336 | SESIÓN DE DIÁLISIS PARC TAULI |  | Dialysis-Sets
0424344 | SESIÓN DE PLASMAFERESIS |  | CRRT-Packages
0424339 | Sesión dializador Htal. de Palamós |  | Dialysis-Sets
0424246 | Sesión fungible hemodiálisis |  | Dialysis-Sets
0424325 | Sesión HD Alta Permeabilidad |  | Dialysis-Sets
0424328 | Sesión HD Alto Flujo / Biocompatibilidad |  | Dialysis-Sets
0424324 | Sesión HD Media Permeabilidad |  | Dialysis-Sets
0424327 | Sesión HD On Line |  | Dialysis-Sets
0424318 | SESIÓN HEMODIAL. C.H.U. INSULAR MATERNO |  | Dialysis-Sets
0424284 | SESIÓN HEMODIÁLISIS AGUDOS |  | CRRT-Packages
0424316 | Sesión hemodiálisis Htal.Althaia Manresa |  | Dialysis-Sets
0424349 | SESIÓN HEMODIÁLISIS MOISSES BROGGI |  | Dialysis-Sets
0424290 | SESION HEMODIALISIS STANDAR |  | Dialysis-Sets
0424292 | SESION MEDIA PERMEABILIDAD HTAL VIC |  | Dialysis-Sets
0424343 | SESIÓN ON LINE |  | Dialysis-Sets
0424351 | Set p/sesion hemodial.media filtracion |  | Dialysis-Sets
0424350 | Set p/sesion hemofil.on line sin filtro |  | Dialysis-Sets
M510481 | SMALL HARDWARE SET MULTI | 4039361125530 | Spare parts multi
M280441 | SOPORTE BASE BASCULAS I Y II MFT | 4046241030037 | SP Multifiltrate
6519041 | SOPORTE PLÁSTICO MÓDULO BOMBA HEPARINA | 4046241041453 | SP Small Parts
9051041 | SPAREPARTS WATERTECNOLOGY |  | SP Old Devices WT
6340461 | TANQUE AQUAUNO | 4046241020731 | SP Aqua DAS
M347041 | TAPON FILTRO ENTRADA AGUA 5008/S | 4046241004236 | SP 5008
M390441 | TESTBOX BCM | 4046241068153, 4046241132083 | SP Others HD
6544041 | THERMO FUSE SLEEP.SAFE | 4046241042986 | SP Sleep.Safe
M548331 | TORQUE WRENCH 0,04 - 0,3 Nm | 4039361119171 | SP Tools
0424311 | Tratamientos Aféresis y Hemoperfusiones |  | CRRT-Packages
0424310 | Tratamientos anticoagulados con citrato |  | CRRT-Packages
0424340 | Tratamientos Ci-CA alto punto corte |  | CRRT-Packages
0424308 | Tratamientos de Alta Dosis |  | CRRT-Packages
0424309 | Tratamientos de Baja Dosis |  | CRRT-Packages
M304201 | TRIACETINA SLEEP SAFE 1LTR. | 4046241031720 | SP Sleep.Safe
6366041 | TURBINE METER INSERT PERFORMA FWT | 4039361077471 | Spare parts WT Accessories
M369041 | UNIVERSAL TEMPERATURE SENSOR 5008/S | 4046241004342, 4046241145205 | SP 5008
5069041 | UPHOLSTERY PEARL GREY NOVO X/XS | 4046241060331 | SP Dialysis Chairs
5094041 | Waiting time IN INDUS.MIN 100MIN= 1 STD |  | Service Effort (Times) cHD
6312051 | CONECTOR HEMBRA 6,4 mm. CON PUERTO 1/4 | 4046241016468 | SP MVZ
6340571 | CONTROL P.C.B. 115v/230v*AQUAUNO | 4046241020847 | SP Aqua DAS
5070531 | CONTROL UNIT 5TH DRIVE BEP | 4039361008871 | SP Dialysis Chairs
M280541 | COVER REED CONTACT F. PUMP BASE MFT | 4046241030082 | SP Multifiltrate
6348781 | ETHER DEVICE SWITCH MOXA EDS-205 Aqua A | 4046241060577 | Spare parts AquaA
FWS-305 | EXPRESS FLUID WARMER DISPOSABLE |  | Warmer Disposables
6340591 | FASTON AISLADO 6,3x0,8 P. CABLE 0,75-1,5 | 4046241020861 | SP Small Parts
6310571 | FILTER CARTRIDGE 100 µm FWT | 4046241016093 | Spare Parts prefiltration FWT
6360541 | FILTER CARTRIDGE 20" CARBON BIG BLUE | 4046241056693 | Spare Parts prefiltration FWT
1050591 | FILTRO BIG BLUE 20" 30 MICRAS PLISADO |  | Spare Parts prefiltration FWT
M339051 | HOLDER FOR END SWITCH SLEEP.SAFE | 4046241043969 | SP Sleep.Safe
5790581 | JUNTA TTORICA 9X1.5 (25 UNID) | 4046241011555 | SP Small Parts
M510531 | LIFTING MAGNET FOR SCALES MULTI | 4039361123079 | Spare parts multi
M305191 | LLAVE TAPON BIDON DIASTERIL | 4046241043679 | SP Small Parts
1050531 | Membrana ósmosis 40-40 ESPA-2 |  | SP Other HD-Devices
105052E | Membrana ósmosis TW30HP -4611 AquaUNO |  | Trading Goods SP (locally purchased)
1050551 | MICROFILTRO BIG PRET. 20'' 1 MICRA |  | Spare Parts prefiltration FWT
1050541 | MICROFILTRO BIG PRET. 20'' 5 MICRAS |  | Spare Parts prefiltration FWT
M20500X | multiFiltratePRO used | 4039361128371 | Used machine multiFiltratePRO
M360571 | PCMCIA-STREAMER DRIVE ATA-FLASH USB | 4046241044256, 4046241127690 | Cycler Accessories
M280551 | POWER INLET ASSEMBLY CPL. MFT | 4046241030099 | SP Multifiltrate
M392051 | RETROFIT KIT SW4.10 ART | 4046241062359 | SP Adsorption ART
M510551 | ROTOR MODULO CICA EX EC120 MFT | 4039361099770 | SP Multifiltrate
6308051 | SENSOR EXTERNO TANQUE. CPL | 4046241015676 | SP MVZ
5052611 | SET CONEXION ENTRADA AGUA AQUAUNO | 4046241014440 | SP Water/RO 08
5052621 | SET CONEXION RO08/AquaUNO | 4046241014457 | Accessories Mobile Water Systems
5070501 | SET TAPAS BEP | 4039361008840 | SP Dialysis Chairs
1050571 | SILEX 1.3 - 2.5 MM (KG.) |  | Spare Parts prefiltration FWT
6297051 | SILLON NOVO X 330 GRIS |  | Likamed bed chairs - phased out
5055081 | SLEEP SAFE SAMPLE BAG | 4039361020347, 4039361020330 | standard APD accessories
6340551 | SONDA NIVEL DEPOSITO AquaUNO | 4046241020823 | SP Aqua DAS
M305711 | SOPORTE CAZABURBUJAS 22MM CPL.CON SENSOR | 4046241011449 | SP 4008/2008A
M280591 | SOPORTE INFERIOR PALO SUJECCIÓN SUERO | 4046241030235 | SP Multifiltrate
M360581 | STATOR BOMBA SANGRE 5008/S | 4046241054910 | SP 5008
M360591 | STATOR DOBLE BOMBA SANGRE/BOMBA SN5008/S | 4046241054927 | SP 5008
M310541 | STEPPER MOTOR W.GEAR F.HEPARINPUMP | 4046241031850 | SP 4008/2008A
6340521 | TAPA CPL PARA TANQUE | 4046241020793 | SP Aqua DAS
M450501 | TAPA SHUNT INTERLOCK 5008/S | 4046241051094 | SP 5008
6761051 | TECLADO MÓDULO BOMBA ON LINE + | 4046241138382, 4046241023855 | SP 4008/2008A
6340561 | TECLADO SERVICIO AquaUNO CPL. | 4046241020830 | SP Aqua DAS
M305111 | TUBE CLAMP BLACK 4008 | 4046241031737 | SP Small Parts
M382051 | TUBO SILICONA 3X2MM TRANSPAR.3M LARGO | 4046241035971, 4046241037197 | SP 4008/2008A
M388581 | VALVULA DE PRESION DE CARGA A01, 05 5008 | 4046241136586, 4046241049626, 4046241136890, 4046241142075 | SP 5008
6312061 | CONCECTOR MACHO. CON PUERTO 1/4 (DRENAJE | 4046241016475 | SP MVZ
6297061FA | DIALYSIS CHAIR NOVO X 330 BLUE/BLUE |  | Likamed bed chairs - phased out
5063961 | DISCO REPOSABRAZOS NOVO/TOP/SMART/BEP | 4046241099584 | SP Dialysis Chairs
6310641 | EQUIPO MEDIDA SEGURIDAD | 4046241016116 | SP Test Control Units
M280671 | ETIQUETAS PROTECCIÓN (C.F.) MULTIFILTRAT | 4046241030297 | SP Small Parts
5068311 | FOOT REST GREY W/O BOARD TOP/NOVO | 4046241058154 | SP Dialysis Chairs
5065221 | GOMA ELASTICA SUJECIÓN MANDO | 4046241057515 | SP Dialysis Chairs
M390681 | JUEGO DE LINEAS DESINFECCIÓN UMED | 4046241053616 | SP Test Control Units
5790621 | JUNTA TORICA 4X1.5 (25 UNID) | 4046241014990 | SP Small Parts
M284061 | KEYBOARD OVERLAY MULTIFILTRATE | 4046241030594 | SP Multifiltrate
M280611 | KIT BOMBA DE HEPARINA MULTIFILTRATE | 4046241030259 | SP Multifiltrate
6297061 | LIKAMED BETTLIEGE NOVO X 330 BLAU/BLAU |  | Likamed bed chairs - phased out
5069431 | MANDO CON TECLA POSICION SHOCK NOVO X550 | 4039361266578, 4039361004880 | SP Dialysis Chairs
5067611 | MANDO CONTROL BOX NOVO CE330/NOVO X/TOPX | 4046241047110 | SP Dialysis Chairs
5068871 | MANDO CONTROL NOVO X550 | 4046241056822 | SP Dialysis Chairs
5070611 | MANDO CONTROL PARA 3 MOTORES BEP | 4039361008963 | SP Dialysis Chairs
5065541 | MANDO CONTROL TOP 200 CE | 4046241057560 | SP Dialysis Chairs
5066811 | MANDO SILLON SMART | 4046241034356 | SP Dialysis Chairs
5068641 | Manual Control Switch Novo XS 3/4 | 4046241038408 | SP Dialysis Chairs
5068581 | MOTOR MEGAMAT NOVO X RESPALDO | 4046241033748 | SP Dialysis Chairs
5066931 | MOTOR REGULACION ALTURA NOVO CE 220/330* | 4046241057683 | SP Dialysis Chairs
5067811 | MOTOR REGULACION ALTURA TOP 330 | 4046241058024 | SP Dialysis Chairs
5068921 | MOTOR REPOSAPIES NOVO X550 | 4046241060232 | SP Dialysis Chairs
5066921 | MOTOR REPOSAPIES TOP CE/X/XSK NOVO CE/S/ | 4046241057676 | SP Dialysis Chairs
5066941 | MOTOR RESPALDO NOVO CE/X/XSK*TOP CE/X/XS | 4046241057690 | SP Dialysis Chairs
5068911 | MOTOR SEAT FOOT PART NOVO X550 | 4046241060225 | SP Dialysis Chairs
NX0642 | NXSTAGE SYSTEM ONE CYCLER BASE |  | Others NxStage HD
6340671 | PANEL FRONTAL 140X95 MM TECLAS AquaUNO | 4046241020946 | SP Aqua DAS
5069331 | PCB CONTROL CON RELES NOVO X | 4046241048346 | SP Dialysis Chairs
M350641 | P.C.B. LP1092-1 BCM | 4046241068740 | SP BCM
M350671 | P.C.B. LP1097 BCM | 4046241068757 | SP BCM
6341061 | PERMEATE COUPL.NW6 W.DOUBLE NOZZLE 11MMS | 4046241021110 | Dialysis Concentrate Distribution Loop
5065291 | POWER CONTROL CPL.WITH SHOCK KEY CE200 | 4046241044621 | SP Dialysis Chairs
5068621 | RELAX PILLOW PEARL GREY NOVO X/XS | 4046241038170 | SP Dialysis Chairs
5067741 | REPOSABRAZO COLOR GRIS SILLON TOP | 4046241057973 | SP Dialysis Chairs
5067871 | REPOSABRAZOS BISAGRA IZQDO.NOVO/TOPX | 4046241058062 | SP Dialysis Chairs
5068631 | REPOSACABEZAS AZUL PASTEL NOVO X/XS | 4046241038163 | SP Dialysis Chairs
5067641 | REPOSACUELLOS GRIS NOVO X/TOP X | 4046241057911 | SP Dialysis Chairs
5068741 | RESPALDO NOVO XSK TOP XSK | 4046241041569 | SP Dialysis Chairs
5069311 | RETOCA PINTURA GRIS LIKAMED | 4046241063561 | SP Dialysis Chairs
5067451 | ROLE W/O.FIXING KEY NOVO CE | 4046241057836 | SP Dialysis Chairs
5067311 | RUEDA CON FRENO M12 NOVO SLEEP SAFE | 4046241057775 | SP Dialysis Chairs
5064871 | RUEDA DE AJUSTE+M10X280 LIKAMED | 4046241057478 | SP Dialysis Chairs
5067731 | RUEDA DE AJUSTE+TORNILLO M12X45 LIKAMED | 4046241057966 | SP Dialysis Chairs
5064141 | RUEDAS CON FRENO SILLON TOP CE/TOP X | 4046241014464 | SP Dialysis Chairs
5067531 | RUEDA SILLON TOP 220/330/SMART | 4046241034448 | SP Dialysis Chairs
6340681 | RUEDA SIN FRENO AQUAUNO | 4046241020953 | SP Aqua DAS
5065261 | RUEDA SIN FRENO M10 NOVO TOP | 4046241014488 | SP Dialysis Chairs
6306751 | SENSOR DE PRESIÓN CDS08 /MT 30,50 PSI | 4046241015638 | SP MVZ
M280641 | SET (6) ABRAZADERAS LINEAS PRESION MFT | 4046241030273 | SP Multifiltrate
M360671 | SET FOR LEVEL-DETECTOR ADJUSTMENT | 4046241010732 | SP Test Control Units
M510651 | SET OF TUBE HOLDERS FOR HEATER MULTI | 4039361123321 | Spare parts multi
5069171 | SET TAPAS BLANCO/GRIS TOP CE/NOVO CE | 4046241061437 | SP Dialysis Chairs
5069161 | SET TAPONES GRIS TOP X/NOVO X | 4046241061444 | SP Dialysis Chairs
5069191 | SET TORNILLOS Y PASADORES LIKAMED | 4046241061420 | SP Dialysis Chairs
M281121 | SISTEMA LINEAS KIT MEDIA MFT M280601 | 4046241039757 | SP Multifiltrate
M280631 | SOPORTE CABLE LÍNEA (ROJO) MULTIFILTRATE | 4046241030266 | SP Multifiltrate
5067941 | SOPORTE INFERIOR REPOSABRAZOS NOVO/TOP/S | 4046241058093 | SP Dialysis Chairs
5066791 | SPRAY MANTENIMIENTO 150ML | 4046241057652 | SP Small Parts
5064791 | STAR GRIP WITCH SCREW M 12 NOVO GS | 4046241057447 | SP Dialysis Chairs
M360601 | STATOR BOMBA SUSTITUCION 5008/S | 4046241054934, 4046241142785, 4046241142594, 4046241143287 | SP 5008
5069391 | SUJECION REPOSABRAZOS NOVO X/SK TOP X/SK | 4039361013004 | SP Dialysis Chairs
5067751 | TABLERO REPOSAPIES GRIS NOVO X | 4046241057980 | SP Dialysis Chairs
M062661 | TARJETA LIMPIADOR DEL LECTOR DE TARJETA | 4046241029666 | SP Genius
6406981 | TERMOFUSIBLE 109° FUENTE ALIMENTACIÓN | 4046241005820 | Spare Parts 2008H/K/T (USA)
M480601 | TORQUE WRENCH 4-40NM | 4039361008765 | SP Tools
5066951 | TRANSFORMADOR 230V CE 220/330 | 4046241044492 | SP Dialysis Chairs
5067251 | TRANSFORMADOR 230V SMART | 4046241034417 | SP Dialysis Chairs
5065531 | TRANSFORMADOR SILLON | 4046241057553 | SP Dialysis Chairs
5067621 | TRANSFORMER 230V NOVO X 220/330 | 4046241057898 | SP Dialysis Chairs
5065641 | TUBO INFERIOR BRAZO NOVO CE | 4046241057584 | SP Dialysis Chairs
M382061 | TUBO SILICONA 5x1,5 TRANSPAR. 3m | 4046241037203, 4046241036008 | SP 4008/2008A
5067631 | UPHOLSTERY GREY NOVO X | 4046241057904 | SP Dialysis Chairs
6340711 | CONDENSADOR 10MF450V | 4046241020977 | SP Aqua DAS
6311071 | CONECTOR ACERO BIC | 4046241058383, 4046241142198, 4046241142495 | SP Water/RO 08
6316071 | CONECTOR CONCENTRADO DN4 1.4529 AquaSAFE | 4046241017472 | CDS/FLUSH/IHR/PERMEATE
6312071 | CONECTOR MACHO. PUERTO 1/4 (TANQUE) | 4046241016482 | SP MVZ
NX0740-A | ConNxBox with ATT Modem |  | Others NxStage HD
NX0740-P0 | ConNxbox with Plastic Cover No Cell Mode |  | Others NxStage HD
NX0740-P0FA | ConNxbox with Plastic Cover No Cell Mode |  | Others NxStage HD
NX0740-S | ConNxBox with Sprint Modem |  | Others NxStage HD
2840721 | DINAMOMETRO 5 KG (A) |  | Starting Package
M562071 | DISPLAY CON LP1095 Y LP 1098 SW 3.3.3 | 4039361127886 | SP BCM
M284071 | ENCODER OPTICO BOTON ROTATORIO MFT | 4046241030600 | SP Multifiltrate
6719071 | FASTON DOBLE ELECTROVÁLVULAS |  | SP Small Parts
6340741 | FILTRO DE RED | 4046241021004 | SP Aqua DAS
5072211 | Flight cost |  | Service Effort (Times) cHD
WT-GRX | GRANUMIX 107S / 507S |  | Forecast Water Technology
5088821FA | GRANUMIX 507 S |  | Granumix 107S / 507S
5088821 | GRANUMIX 507 S | 4039361049577 | Granumix 107S / 507S
M280711 | GRIP OF SYRINGE SLIDE F.HEPARIN PUMP MFT | 4046241030327 | SP Multifiltrate
5072811 | INSTALACION STANDARD PLANTA AGUAS |  | Service Products FWT
5073111 | Installation WTS System |  | Service Products FWT
5790721 | JUNTA TORICA ASIENTO EV 6x1.5 (D. U. 25) | 4046241011562 | SP Small Parts
5073991 | LIKAMED chair indiv locking casters 10cm |  | Likamed Accessories
5074611 | LIKAMED chair upholstery colour agave |  | Likamed Accessories
5074691 | LIKAMED chair upholstery colour stone |  | Likamed Accessories
5073771 | LIKAMED Sensa foot controller Emerge pos |  | Likamed Accessories
5073831 | LIKAMED Sensa upholstery shorter padding |  | Likamed Accessories
M307711 | MEDIDOR DIGITAL NUEVO | 4046241031812 | SP Test Control Units
6340761 | MOTOR (0,23 KW/220 V) AquaUNO | 4046241021028 | SP Aqua DAS
6340771 | MOTOR 115V AquaUNO | 4046241021035 | SP Aqua DAS
5790741 | O-RING 11-2/60 EPDM 280 | 4046241015003 | SP Small Parts
M507741 | O-RING EPDM 6X2 AQUAC UNO H | 4039361095253 | Spare parts AquaC
M407591 | PATIENT CARD SW2.2 ES SLEEP.SAFE | 4046241050455 | SP Sleep.Safe
5071471 | PD-Introducer kit - PS-17FRX |  | PD Catheter
5070791 | REPOSACABEZAS GRIS CLARO BEP | 4039361012786 | SP Dialysis Chairs
5072241 | REPUESTO HEMODIALISIS |  | Service Effort (Times) cHD
5072251 | REPUESTO TRATAMIENTO AGUAS |  | Service Effort (Times) cHD
M281071 | RETROFIT KIT CICA F. MULTIFILTRATE | 4039361040390 | Multifiltrate
M407551 | RETROFIT KIT CTS 24 MESES SLEEP.SAFE | 4046241049770 | SP Sleep.Safe
M280791 | RETROFIT KIT MULTIDATALINK MULTIFILTRATE | 4046241030402 | Multifiltrate
5070711 | RETROFIT KIT RIGID HANDLE BEP | 4039361009052 | SP Dialysis Chairs
M360761 | ROTOR BOMBA SANGRE MULTIFILTRATE | 4046241027815 | SP Multifiltrate
5077221 | SAFETY FISTULA NEEDLE 15G ART,T15,N25 R | 4039361057404, 4039361045982, 4039361057398 | Arterial
5077251 | SAFETY FISTULA NEEDLE 15G VEN ,T15,N25 R | 4039361057459, 4039361057466, 4039361046019 | Venous
5077231 | SAFETY FISTULA NEEDLE 16G ART,T15,N25 R | 4039361057411, 4039361057428, 4039361045999 | Arterial
5077261 | SAFETY FISTULA NEEDLE 16G VEN ,T15,N25 R | 4039361057480, 4039361057473, 4039361046026 | Venous
5077241 | SAFETY FISTULA NEEDLE 17G ART,T15,N25 R | 4039361057435, 4039361057442, 4039361046002 | Arterial
5078351 | SAFETY FISTULA NEEDLE 17G ART.T30.N25 R | 4039361046316, 4039361059309, 4039361059293 | Arterial
5077271 | SAFETY FISTULA NEEDLE 17G VEN ,T15,N25 R | 4039361057503, 4039361046033, 4039361057497 | Venous
5078321 | Safety Fistula needles S-14GA-R25L-R | 4039361059248, 4039361046286, 4039361059231 | Arterial
5078361 | Safety Fistula needles S-14GV-R25L-R | 4039361046323, 4039361059316, 4039361059323 | Venous
5078331 | Safety Fistula needles S-15GA-R25L-R | 4039361046293, 4039361059262, 4039361059255 | Arterial
5078371 | Safety Fistula needles S-15GV-R25L-R | 4039361059347, 4039361046330, 4039361059330 | Venous
5078341 | Safety Fistula needles S-16GA-R25L-R | 4039361046309, 4039361059279, 4039361059286 | Arterial
5078381 | Safety Fistula needles S-16GV-R25L-R | 4039361059361, 4039361059354, 4039361046347 | Venous
6540771 | SENSOR TEMPERATURA SLEEP SAFE | 4046241022889 | SP Sleep.Safe
M365071 | SET ADAPTADOR LUER LOCK UMED-BPM | 4046241028935 | SP Test Control Units
M283071 | SET CABLES PARA SENSORES PRESION MFT | 4039361007805 | SP Multifiltrate
6074091 | SET LINEAS CICA MANTENIM. MFT PROMETHEUS | 4039361033538 | Other Tubings Acute
6346071 | TAPA CIEGA MONITOR ELECTRICO MSC08 | 4046241062465 | SP Aquasafe
M307581 | TAPONES SOPORTE DIASAFE (ANTIGUO) | 4046241031782 | SP 4008/2008A
M334071 | TAPÓN ROJO SHUNT INTERLOCK | 4046241010626 | SP Small Parts
5072231 | Tolerancia |  | Service Effort (Times) cHD
M385071 | TOPE ELASTICO TRANSPARENTE 5008S | 4046241003635 | SP Small Parts
6707141 | TRANSDUCTOR PRESIÓN ARTERIAL | 4046241006094 | SP 4008/2008A
NC1079 | TRAVEL CASE, CYCLER |  | Cycler
M307771 | TUBING SET UMED/HMED | 4046241035506 | SP Test Control Units
M382071 | TUBO SILICONA 3x2,5mm BLANCO 3m LARGO | 4046241126501, 4046241037210, 4046241036039 | SP 4008/2008A
6307991 | UNIDAD CONMUTACION TANQUES CDS 08 | 4046241015669 | Accessories Concentrate Supply Systems
M307291 | VALVULA DE VENTILACION SLEEP.SAFE | 4046241031775 | SP Sleep.Safe
6341071 | VALVULA SOLENOIDE 24VDC AquaWTU | 4046241044546 | SP FWT Filter
6314281 | COMPUTER BOARD W/O EPROM AQUASAF,AQUAST. | 4046241017151 | SP CMS 08
6311111 | CONECTOR DRENAJE M.HD MVZ08 | 4046241016307 | SP Aquasafe
6349831 | CONEXION AUDIO BLANCA MSC | 4046241068436 | SP CMS 08
6343741 | CONTROL REMOTO CDS08/AquaSAFE | 4046241038026 | SP MVZ
6347571 | COTON ENCENDIDO CDS08 | 4046241003574 | SP MVZ
M420831 | COTTER PIN DRIVE D=3MM | 4046241065657 | SP Tools
6364161 | CPC-COUPLING EPDM 3/8" CDS 08 | 4039361010317 | SP MVZ
6314271 | CPU AQUASAFE | 4046241017144 | SP CMS 08
6347181 | DIGITAL OUTPUT KL2408 GRANUMIX PLUS | 4046241069341 | SP WTU
6363591 | DISINFECTION BLOCK AQUASAFE / AQUAB DUO | 4039361009281 | SP CMS 08
6349931 | ENCHUFE SEGURIDAD TAPA BLANCO MSC 08 | 4046241068894 | SP CMS 08
FWS-308 | EXPRESS FLUID WARMER DISPOSABLE |  | Warmer Disposables
6341271 | EXTRANGULADOR D(4)SELECTOR PRODUC.MANUAL | 4046241021271 | SP CMS 08
6308811 | FILTER CARTRIDGE GX10 20" 10µm FWT | 4046241015812 | SP Granumix
6308831 | FILTER CARTRIDGE GX50-20" 50µm | 4046241015836 | SP Granumix
6308761 | FILTER EISATZ GRANUMIX GX1-9 3/4",1µm | 4046241015768 | Disposables Water Pre-Treatment
6308821 | FILTRO 50 MICRAS (WTU) | 4046241015829 | SP Granumix
6308841 | FILTRO GAC10-9 3/4" 20µm | 4046241015843 | SP Granumix
5088621 | FISTULA NEEDLE 15G ART. ROT.WING T15,N25 | 4039361005184, 4039361058449, 4039361153175, 4039361004668 | Arterial
5088631 | FISTULA NEEDLE 15G VEN. ROT.WING T15,N25 | 4039361058456, 4039361153182, 4039361004675, 4039361005191 | Venous
5082631 | FISTULA NEEDLE 15G VEN. ROT.WING T30,N25 | 4039361153113, 4039361004521, 4039361058142, 4039361005108 | Venous
5088641 | FISTULA NEEDLE 16G ART. ROT.WING T15,N25 | 4039361058463, 4039361004682, 4039361005207, 4039361153199 | Arterial
5088651 | FISTULA NEEDLE 16G VEN. ROT.WING T15,N25 | 4039361058470, 4039361004699, 4039361153205, 4039361005306 | Venous
5082641 | FISTULA NEEDLE 16G VEN. ROT.WING T30,N25 | 4039361058159, 4039361005115, 4039361004538, 4039361153120 | Venous
5088661 | FISTULA NEEDLE 17G ART. ROT.WING T15,N25 | 4039361153212, 4039361005214, 4039361058487, 4039361004705 | Arterial
5088671 | FISTULA NEEDLE 17G VEN. ROT.WING T15,N25 | 4039361005221, 4039361058494, 4039361004712, 4039361153229 | Venous
6323171 | FLOTADOR AQUASAFE | 4046241018431 | SP CMS 08
6362661 | FLR BLOCK AQUASAFE | 4039361005535 | SP CMS 08
6349741 | FRAME QUADRUPLE; WHITE | 4046241068177 | SP CMS 08
6324451 | FRONT FOIL FOR AQUASAFE | 4046241042634 | SP CMS 08
6308561 | GRAVEL 1.0 - 2.0MM (BAG 25KG) FINE | 4046241015720 | Spare Parts prefiltration FWT
6308541 | Gravel 2.0 - 3.15mm (BAG 25 KGS) | 4046241015713 | Spare Parts prefiltration FWT
6326251 | GRUNDFOS PUMP CRN 3-36 *AQUA... | 4046241018882 | SP CMS 08
6344851 | ILLUMINATING SWITCH CPL. AquaSAFE | 4046241050912 | SP CMS 08
6309811 | INDICADOR FLUJO ULTRAFILTRO | 4046241064575 | SP CMS 08
6341081 | INSPECTION GLASS BREAK TANK AquaWTU | 4046241021127 | SP FWT Filter
M510831 | INSTALL.KIT POWER CABLE FINESSE/TDMS | 4046241087284 | Other Options
6349361 | IT-UP AID FOR END CAP OF ULTRAFILTER | 4046241063844 | SP CMS 08
6308631 | KINETICO CP 213s OD | 4039361049980 | Other Articles Water Technology
NX0867-10 | Kinexus HHD Communication kit |  | Others NxStage HD
6346561 | KIT DESACTIVACION CABLE ALARMA AVERIA | 4046241065749 | SP CMS 08
6342161 | KIT MOD.LLAVE REGULADORA D4*AQUASAFE/HWC | 4046241021769 | SP CMS 08
H260861 | LIKAMED hand switch holder velcro grey |  | Likamed Accessories
M280881 | LP 122 MULTIFILTRATE | 4046241030433 | SP Multifiltrate
6313241 | LP-797 CDS08 DISTRIBUTION-BOARD | 4046241016758 | SP MVZ
6340851 | MANGUERAS DE ENTRADA AquaUNO | 4046241021097 | Ion Exchange Filter
6311151 | MANOMETRO 0-25 BAR AQUASAFE | 4046241016321 | SP CMS 08
5085921 | MASCARA FFP2 |  | Other Consumables
6323141 | MEMBRANA PARA EV A+K (V1-V2-V9) | 4046241018417 | SP CMS 08
6318491 | MENBRANA VACÍA AQUASAFE | 4046241064711 | SP CMS 08
6343731 | METAL NOZZLE CONCENTRATE STAINLESS CDS08 | 4046241038019 | SP MVZ
M284081 | MODIFICATION KIT DISPLAY MFT | 4046241030617 | SP Multifiltrate
6350841 | MODULE PIPE EC>=30 AquaWTU | 4046241046793 | SP FWT Filter
6341591 | MSC 08 Double P/D | 4039361047870 | MSC08
6341611 | MSC 08 Double P/D/C1/C2 | 4039361047894 | MSC08
631695FA | MSC 08 Double P/D/E |  | MSC08
6316951 | MSC 08 Double P/D/E | 4039361051273 | MSC08
63169FA | MSC 08 Single P/D/E |  | MSC08
631697FA | MSC, double, Perm Drain, 2 conc |  | MSC08
6316921 | MSC-E SINGLE PERM DRAIN 1 CONC. | 4039361051242 | MSC08
6316961 | MVZ DOBLE (para permeado\un concentrado) | 4039361051280 | MSC08
6316971 | MVZ Doppelplatz P,A,K1,K2 | 4039361060503 | MSC08
6316931 | MVZ Einzelplatz P,A,K1,K2 | 4039361051259 | MSC08
6311081 | NIPPLE,MALE NW 6-R 1/4"-11MM S/S | 4046241016178 | Dialysis Water Distribution Loop
F920811 | PATCH CABLE 1,0M BLUE FINESSE/TDMS | 4046241056129 | TDMS Spare Parts
F920841 | PATCH CABLE 1,0M GREY FINESSE/TDMS | 4046241056136 | TDMS Spare Parts
M422081 | P.C.B. LP1096 USB BCM | 4046241012989 | SP BCM
6312461 | P.C.B. LP796 TECLADO CDS 08 | 4046241016598 | SP MVZ
6342251 | POWER CIRCUIT BRAKER DIL MC9-10 AquaSAFE | 4046241042702 | SP CMS 08
M508541 | PRE-FORMED TUBE LONG SLSH | 4039361121914 | Spare Parts Sleep.Safe Harmony
M508551 | PRE-FORMED TUBE SHORT SLSH | 4039361121921 | Spare Parts Sleep.Safe Harmony
M280801 | SYRINGE HOLDER p50 F.HEPARIN PUMP MFT | 4046241030419 | SP Multifiltrate
6340801 | USERMANUAL SPANISH LANGUAGE AquaUNO | 4046241033533 | Documentation FME Devices
6361271 | VALVULA SALMUERA DESCALCIFICADOR E080/E1 | 4046241048384 | Spare Parts prefiltration FWT
5081501 | SINGLE-NEEDLE KAN.15G 1,8X20MM SN500RG | 4039361046521, 4039361056858, 4039361056865 | SN-Cannulas
5081551 | SINGLE-NEEDLE KAN.15GA 1,8X25MM SN550RG | 4039361056889, 4039361046538, 4039361056872 | SN-Cannulas
M281081 | SOPORTE IV-POLOS MFT MDULO CiCa | 4046241050172 | SP Multifiltrate
M397081 | TAPA CODO MOVIL BRAZO MONITOR 5008/S | 4046241061833 | SP 5008
M334081 | TAPÓN AZUL SHUNT INTERLOCK | 4046241010633 | SP Small Parts
6365081 | TOUCH PANEL CDS 08 | 4039361013578 | SP MVZ
M382081 | TUBO SILICONA 5x3mm TRANSPAR. 3M LARGO | 4046241126396, 4046241036060, 4046241037227 | SP 4008/2008A
6343081 | VALVULA 2/2 24VDC DN7 0,2-10BAR AQUAUNO* | 4046241022018 | SP Aqua DAS
M388081 | VALVULA ALIMENTACION LIQ.SUSTITUCION OL+ | 4046241050653 | SP 4008/2008A
ES00000082 | TORNIQUETE, LAZO HEMOSTATICO CIERRE RAPI |  | Other products, not therapy specific
ESES00000082 | TORNIQUETE, LAZO HEMOSTATICO CIERRE RAPI |  | Other products, not therapy specific
F38350082 | Tubo de conexión mezclador de gas-aire |  | Air Oxygen Mixers
F40000823 | VALVE BLOCK V42 6008 | 4046241097917 | Spare parts 6008
F40000829 | VALVE BUSHING SET HMED/UMED | 4046241096613 | SP Test Control Units
5083831 | proHD CVC Set L |  | Other Consumables
5083821 | proHD CVC Set M |  | Other Consumables
5083811 | proHD CVC Set S |  | Other Consumables
ESES00000083 | TENSIOMETRO+FONENDO OMRON HBP1320E |  | Other products, not therapy specific
ES00000083 | TENSIOMETRO+FONENDO OMRON HBP1320E |  | Other products, not therapy specific
M308401 | ROSCA TORNILLO V43 M4X8 | 4046241035537 | SP Small Parts
M390841 | TUBING TYGON 4.8x2.4mm TRANSP. 3m LARGO | 4046241053425 | SP 4008/2008A
F38350084 | Tubo conexión mezclador de gas-O2 |  | Air Oxygen Mixers
5085631 | PURISTERIL 340 3,5% 10 KG | 4039361003609 | Puristeril
5085621 | PURISTERIL 340 5 KG | 4039361003517 | Puristeril
5085531 | REGENERATION SALT TABLETS 25KG | 4046241020304 | Disposables Water Pre-Treatment
5085421 | SPOROTAL 100 5L | 4039361000707 | Sporotal
5085161 | SPOROTAL 100 (6 x 1 l) | 4039361175962, 4039361008505 | Sporotal
M460851 | TAPA CIERRE CONECTOR BIBAG 5008 | 4046241055276 | SP 5008
6708571 | TEST FUNCION VALVULAS MAGNETICAS | 4046241033847 | SP Test Control Units
5085213 | TIRA REACTIVA IODURO POTÁSICO 6X100 TIRA |  | Testsets
5085211 | TIRA REACTIVA IODURO POTÁSICO TEST DESIN | 100003427 | Testsets
M420851 | VALVULA ALIMENTACION LIQ.SUSTITUCION OL+ | 4046241045987 | SP 5008
6308591 | VALVULA CONTROL 132 CON TEMPORIZADOR | 4046241015744 | SP CMS 08
6308621 | Softener unit, model CP 210s OD | 4039361065508 | Other Articles Water Technology
M420861 | SUBSTITUATE FEEDING VALVE ONL.DF 5008S/X | 4046241045994 | Spare parts 5008S
6308751 | REGULADOR DE PRESION S.C. 0-4/-1-+1,5 BA | 4039361053284 | Spare parts WT Accessories
6350881 | TEST PEROXIDE 0.5-25mg/l FWT | 4046241051032 | Spare parts WT Accessories
F50008816 | USB-STICK DISPLAY SOFTWARE | 4039361230562 | Spare parts WT Accessories
5008981 | ULTRAFLUX AV 1000S | 4039361004927, 4039361001674, 4039361001667 | AV-Filter
F40008912 | USB CARD READER 5008/S 6008 AQUA A | 4039361161019 | SP Tools
6740891 | VALVULA ANTIRRETORNO SISTEMA CENTRALIZAD | 4046241023602 | SP 4008/2008A
6311091 | CONECTOR AGUA HEMBRA MVZ/AQUAUNO | 4046241016185 | SP Aquasafe
5093171 | Contrato Mantenimiento |  | Service Contracts cHD
M281831 | CONTROLLER SW4.09 FOR LP950 MFT | 4046241040630 | SP Multifiltrate
6346091 | CUBIERTA TAPON DE AQUAUNO | 4046241063318 | SP Aqua DAS
M396481 | DISPLAY CON LP1095 Y LP1098 BCM 3.1 | 4046241068764 | SP BCM
M280971 | DISPLAY CONTROL CPU CPL.W128MB FLASH MFT | 4046241030495 | SP Multifiltrate
FWS-309 | EXPRESS FLUID WARMER DISPOSABLE |  | Warmer Disposables
6309821 | FLOW INDICATOR BLACK | 4046241064582 | SP MVZ
5094151 | HORAS TRABAJO (MINUTOS INDUSTRIALES) |  | Service Effort (Times) cHD
6309291 | HOSE CLIP S 28/9 STAINLESS | 4046241015898 | Spare parts WT Accessories
5094971 | Hs Extras Dom en Min Indust (100min =1h) |  | Service Effort (Times) cHD
5094951 | Hs Extras en Min Indust (100min =1h) |  | Service Effort (Times) cHD
5094961 | Hs Extras Sáb en Min Indust (100min =1h) |  | Service Effort (Times) cHD
M488091 | JUNTA TORICA REBORDE PUERTOS OL | 4039361109301 | SP Small Parts
5098361 | KILOMETROS |  | Service Effort (Times) cHD
H260921 | LIKAMED SALSA A3 - Dialysis Chair |  | Likamed Salsa chair
H260921FA | LIKAMED-SALSA A3 - Dialysis Chair, lgrey |  | Likamed Salsa chair
NX0928 | LINX DI CARTRIDGE REPLACEMENT KIT |  | Others NxStage HD
6309851 | MANOMETRO 10 BAR R1/4" INOX AQUABPLUS | 4039361050283 | Accessories Water Pre-Treatment
6309831 | MANOMETRO -1/+1.5 BAR R1/4" ACERO | 4039361050276 | Spare Parts prefiltration FWT
6360921 | MOTOR PROTECTION SWITCH 6A 320-450V | 4046241066937 | SP Aqua Soft
H240921 | MOTOVALVULA BOLA DN20 HOTfeed | 4046241052992 | SP Aqua B-DUO
M309821 | O-RING 14 x 2,5 | 4046241040609 | SP Small Parts
5790951 | O-RING GRANDE BI BAG (DELIV.UNIT 10) | 4046241015027 | SP Small Parts
M511091 | PALETTE MFT | 4039361153670 | SP Multifiltrate
6409441 | PASADOR CIERRE PUERTA DET. AIRE 3 M6X16 | 4039361181031 | Production Material (Other Components)
M433161 | P.C.B. LP1095 Y P.C.B. LP1098 BCM 3.2 | 4046241013085 | SP BCM
M498731 | P.C.B. LP 1097 BCM 3.3.3 | 4039361127855 | SP BCM
M281091 | P.C.B. LP124-E MOTHERBOARD MFT | 4046241034523 | SP Multifiltrate
6350931 | PORTAFILTROS 20" 20µM AQUAC CART | 4046241048469 | SP Aqua DAS
6350941 | PORTAFILTROS 20" 5µM AQUAC CART | 4046241048490 | SP Aqua DAS
6350921 | PORTAFILTROS 20" LATERAL PORTER AquaUNO | 4046241048452 | SP Aqua DAS
M371091 | POWER SUPPLY CABLE UMED ex EC50 | 4046241009842 | SP Test Control Units
6309331 | PVC-TUBING 19x4MM WHITE (BULK FILM) | 4046241015904 | Fittings, Sealings/O-Rings, Tubes
M433091 | RETROFIT KIT SW3.1 > 3.2 BCM | 4046241012996 | SP BCM
M283091 | SET ETIQUETAS CICA MFT | 4039361010171 | SP Multifiltrate
6297091 | SILLON TOP XSK220 GRIS |  | Likamed bed chairs - phased out
6341091 | SOFTWARE 2.15 AquaB | 4046241021134 | SP WT Kosmed
6342311 | SOFTWARE V2.09 AquaUNO | 4046241021851 | SP Aqua DAS
2845091 | TAPON PROT. CON DESINFECTANTE STAY.SAFE | 4039361020934, 4046241008517, 4046241008500 | standard CAPD accessories
M421091 | TARJETA CONEXION I/O PCB LP636 4008SV10 | 4039361008161 | Spare parts 4008S V10
6350911 | TEST DUREZA TOTAL FWT | 4046241051063 | Water analysis test kits
M353671 | THERMO FUSE 109° FOR BLOCK-TRANSFORMER | 4046241007695 | SP Small Parts
6509931 | TOMA DE MUESTRAS 4008/S V10/5008/S | 4046241003741 | Spare Parts 2008H/K/T (USA)
M280931 | TRANSFORMER MFT | 4046241030457 | SP Multifiltrate
M430951 | TUBING SILICON reinf.6.35x2.65mm 3m | 4046241126051, 4046241067149, 4046241128406, 4046241127683 | SP 4008/2008A
6309241 | TUBO PE 8X2 MM BLANCO | 4046241015874 | Dialysis Concentrate Distribution Loop
M382091 | TUBO SILICONA 3x2,5mm AZUL 3m LARGO | 4046241036091, 4046241037234 | SP 4008/2008A
M409181 | UNIDAD MEDIDA PRESION ROJA 5008/S | 4046241003598 | SP 5008
M370921 | Up-date Software MFT | 4046241029543 | SP Test Control Units
6309351 | VPE-PIPE PEX 25x3,5MM (SOLD BY METER) | 4046241015911 | Dialysis Water Distribution Loop
5094161 | Working time TAM SA |  | Service Effort (Times) cHD
5094171 | Working time TAM SU |  | Service Effort (Times) cHD
6327471 | FUSE M 1.0A | 4046241019094 | SP Small Parts
6345591 | INTERRUPTOR PROTEC. MOTOR 10A 320-450V | 4046241057393 | SP WT Kosmed
6341551 | MOTOR 230V 60HZ 0,55KW DIETZ WRB80B/4Q | 4039361012601 | SP FWT Filter
HEMO350B | NX Stage con bolsa treatment |  | Therapy/Bundles NxStage HD
HEMO110B | NX Stage con bolsa treatment |  | Therapy/Bundles NxStage HD
HEMO100B | NX Stage con bolsa treatment |  | Therapy/Bundles NxStage HD
HEMO200B | NX Stage con bolsa treatment |  | Therapy/Bundles NxStage HD
HEMO300B | NX Stage con bolsa treatment |  | Therapy/Bundles NxStage HD
HEMO210B | NX Stage con bolsa treatment |  | Therapy/Bundles NxStage HD
6348631 | PRESSURE SENSOR 10BAR AQUA A | 4046241059854, 4046241126587 | Spare parts AquaA
6326971 | CONECTOR PERMEADO2*90CP/MVZ DOBLE INOX | 4046241018974 | Dialysis Water Distribution Loop
ESHEMO100F | Material Equipamiento Nxstage |  | Therapy/Bundles NxStage HD
HEMO100F | Material Equipamiento Nxstage |  | Therapy/Bundles NxStage HD
634540FA | Membranstation AquaB Duo 1750 1. Step |  | AquaB / AquaB DUO
6347761 | MOTOR 230V/50Hz EX EC30 AquaWTU | 4046241011852 | SP FWT Filter
6316741 | TANQUE AGUA SUCIA 750L EXTERIOR | 4039361051181 | Feed Water Tank
M531251 | CONECTOR DN 6 10MM PVFD INOX MSC MSP | 4039361113117 | SP Aquasafe
M542361 | CONECTOR NIPPLE DN6 NOZZLE 10MM FWT | 4039361117085, 4039361276515 | SP Aquasafe
6312611 | CONECTOR PERMEADO 10MM 2X RECTA | 4046241050158 | SP Aquasafe
6343921 | FILTRO G2 10MM/17.5X17.5CM HOTfeed | 4046241045741 | SP Aqua B-DUO
6365991 | FLAT ANGLE PURE WHITE FOR DUCT 130X70MM | 4039361076788 | Cabel Canal / Empty Pipe
HEMO400M | Kit sesion HD Domiciliaria |  | Therapy/Bundles NxStage HD
HEMO450M | Kit sesion HD Domiciliaria |  | Therapy/Bundles NxStage HD
HEMO200M | MATERIAL FUNGIBLE NXSTAGE |  | Therapy/Bundles NxStage HD
ESHEMO200M | MATERIAL FUNGIBLE NXSTAGE |  | Therapy/Bundles NxStage HD
ESHEMO100M | MATERIAL FUNGIBLE NXSTAGE |  | Therapy/Bundles NxStage HD
HEMO100M | MATERIAL FUNGIBLE NXSTAGE |  | Therapy/Bundles NxStage HD
6312641 | PERMEATE CONNECT.10MM 2X70° AQUAWTU | 4046241016635 | Dialysis Water Distribution Loop
6312621 | PERMEATE CONNECT.10MM 2XSTRAIGHT AQUAWTU | 4046241016628 | Dialysis Water Distribution Loop
HEMO310M | Sesiones HD domic. Alta Frecuencia SAS |  | Therapy/Bundles NxStage HD
ESHEMO300M | Sesiones HD domiciliara Alta Frecuencia |  | Therapy/Bundles NxStage HD
HEMO300M | Sesiones HD domiciliara Alta Frecuencia |  | Therapy/Bundles NxStage HD
M557991 | SOPORTE EMBOLO JERINGA 20,30ML 4008B/H/S | 4039361133375, 4039361238544 | SP 4008/2008A
6727571 | SOPORTE JERINGA 50ML | 4046241023336 | SP 4008/2008A
M414251 | VENTILADOR 120MM PARA FUENTE ALIMENTACIÓ | 4039361122591 | Spare parts multi
M351431 | DISPOS ELEKTRODE PACK=40PCS BCM | 4046241126686, 4046241126044, 4039361198107, 4046241130898 | BCM Accessories
HEMO110P | NX Stage con pureflow treatment |  | Therapy/Bundles NxStage HD
HEMO200P | NX Stage Pureflow treatment |  | Therapy/Bundles NxStage HD
HEMO300P | NX Stage Pureflow treatment |  | Therapy/Bundles NxStage HD
HEMO210P | NX Stage Pureflow treatment |  | Therapy/Bundles NxStage HD
HEMO100P | NX Stage Pureflow treatment |  | Therapy/Bundles NxStage HD
HEMO350P | NX Stage Pureflow treatment |  | Therapy/Bundles NxStage HD
6342391 | PH-TEST 0-6; ACILIT, 100STCK. | 4046241021929 | Spare parts WT Accessories
ESHEMO100S | Suplemento bolsas 5 L. sol.dializante |  | Therapy/Bundles NxStage HD
HEMO100S | Suplemento bolsas 5 L. sol.dializante |  | Therapy/Bundles NxStage HD
6313911 | Filtro de membrana 0,45 HWP 100un | 4046241016994 | Spare Parts prefiltration FWT
6367271 | MOTOR 230V PARA P1 AQUAC UNO H | 4039361088439 | Spare parts AquaC
6341481 | MOTOR PROTECTION SWITCH 8A 320-450V | 4046241021486 | SP WT Kosmed
6348811 | FUENTE ALIMENTACION 24VDC 200W CDS3 HOTF | 4046241060645 | Spare parts AquaA
6341161 | FLAT SEALING EPDM D30X21X2 AquaB | 4046241050486 | SP WT Kosmed
6319691 | JUNTA TÓRICA 10X3 AQUASAFE/AQUAWTU | 4046241017946 | SP Small Parts
6319771 | JUNTA TÓRICA 30X2 AQUASAFE/AQUAWTU | 4046241017984 | SP FWT Filter
6319721 | JUNTA TÓRICA MANGUITO AS 20X3 | 4046241017960 | SP Small Parts
6361151 | O-RING 140X4 BIG BLUE WPT | 4046241047295 | Spare Parts prefiltration FWT
6348871 | O-RING 30X3 Aqua A | 4046241060737 | Spare parts AquaA
EMBALA2 | PALET 0,80X0,80 |  | Contract Components
6327741 | RACOR 10x10 AQUAWTU | 4046241019353 | SP FWT Filter
6327941 | TUBO DE SÍLICE 20X23X280 *AQUAWTU | 4046241019544 | SP FWT Filter
M435331 | TUBO NEGRO PVC REFORZADO 10X3 | 4046241062168 | PVC
ESCCPD913M | CCPD Sesión Balance BV |  | DAILY FLAT RATE APD
ESCCPD914M | CCPD Sesión Bicavera |  | DAILY FLAT RATE APD
ESCCPD914F | CCPD Sesión Bicavera |  | DAILY FLAT RATE APD
CCPD914F | CCPD Sesión Bicavera |  | DAILY FLAT RATE APD
CCPD914 | CCPD Sesión Bicavera |  | DAILY FLAT RATE APD
CCPD914M | CCPD Sesión Bicavera |  | DAILY FLAT RATE APD
CCPD914L | CCPD Sesión Bicavera |  | DAILY FLAT RATE APD
ESCCPD914L | CCPD Sesión Bicavera |  | DAILY FLAT RATE APD
CCPD915M | CCPD Sesión Bicavera BV |  | DAILY FLAT RATE APD
CCPD915 | CCPD Sesión Bicavera BV |  | DAILY FLAT RATE APD
CCPD915F | CCPD Sesión Bicavera BV |  | DAILY FLAT RATE APD
ESCCPD915M | CCPD Sesión Bicavera BV |  | DAILY FLAT RATE APD
ESCCPD915F | CCPD Sesión Bicavera BV |  | DAILY FLAT RATE APD
ESCCPD915L | CCPD Sesión Bicavera BV |  | DAILY FLAT RATE APD
CCPD915L | CCPD Sesión Bicavera BV |  | DAILY FLAT RATE APD
CCPD911L | CCPD Sesión Sleep Safe BV |  | DAILY FLAT RATE APD
CCPD911F | CCPD Sesión Sleep Safe BV |  | DAILY FLAT RATE APD
ESCCPD911F | CCPD Sesión Sleep Safe BV |  | DAILY FLAT RATE APD
CCPD911 | CCPD Sesión Sleep Safe BV |  | DAILY FLAT RATE APD
CCPD911M | CCPD Sesión Sleep Safe BV |  | DAILY FLAT RATE APD
ESCCPD911M | CCPD Sesión Sleep Safe BV |  | DAILY FLAT RATE APD
ESCCPD911L | CCPD Sesión Sleep Safe BV |  | DAILY FLAT RATE APD
ESCAPD914 | CCPD Sleep Safe BV |  | DAILY FLAT RATE APD
CAPD914 | CCPD Sleep Safe BV |  | Flatrates APD
6327541 | CEBADOR LÁMPARA AQUAWTU | 4046241019155 | SP FWT Filter
6327711 | CÉLULA CONDUCTIVIDAD AQUAWTU | 4046241019322 | SP FWT Filter
M451931 | CHASIS SLEEPSAFE + COLCHON | 4046241053432 | SP Sleep.Safe
M534681 | CHASIS SLSH | 4039361114985 | Spare Parts Sleep.Safe Harmony
6327641 | CHECK VALVE VR3 AQUAWTU | 4046241019254 | SP FWT Filter
M414381 | CICA DRIP DETECTOR MULTI | 4039361122645 | Spare parts multi
M414411 | CICA DRIVE MULTI | 4039361122669 | Spare parts multi
M414421 | CICA PUMP MULTI | 4039361123215 | Spare parts multi
M521711 | CINTA SILICONA AUTOADHESIVA 3M | 4039361109318 | SP Other HD-Devices
6364731 | CIRCLIP PLIERS J4 | 4039361012113 | SP Tools
6772511 | CLAMP PARA CABLE SLEEP.SAFE | 4046241024579 | SP Small Parts
6366371 | CLAMP SOLID 1" STAINLESS ULTRAFILTER | 4039361078218 | ET AQUABPLUS
6775661 | CLIP TOMA PURISTERIL |  | SP Small Parts
M531271 | CLOSURE COUPLING DN4 NOZZLE 6MM PVDF | 4039361112981 | SP Aquasafe
M439831 | CLOSURE COUPLING DN6 W.ADAPTER HMED | 4046241041071 | SP Test Control Units
M542351 | CLOSURE NIPPLE DN 6 NOZZLE 6MM FWT | 4039361117078 | Dialysis Concentrate Distribution Loop
6321821 | CODO CARCASA FILTRO 1/2" AQUAWTU | 4046241018264 | SP FWT Filter
6344721 | CODO ROSCADO 5/8'' DESAGUE DESCALCIF FWT | 4046241049756 | Spare parts WT Accessories
6343591 | COMMUNICATION BOX AquaB DUO | 4046241038002 | SP Aqua Soft
6746481 | CONEXIÓN "T" CÁMARA BALANZAS (D.UNIT 10) | 4046241006872 | SP Small Parts
M553461 | ‎CONTACTOR DE POTENCIA 24V DIL MC15-10 * | 4039361119874 | ET AQUABPLUS
M282941 | CONTROLLER SW4.10 FOR LP950 MFT | 4039361005856 | SP Multifiltrate
M387411 | EPROM SW2.10 LP624-2 BP Art | 4046241056310 | SP Adsorption ART
6458811 | FILTRO AIRE HIDRÓFOBO (EV DIASAFE) DU 10 | 4046241005882 | SP Small Parts
6467281 | FILTRO HIDRÁULICA (DELIV.UNIT 10) | 4046241005929 | SP Small Parts
M284451 | FUSIBLE 100 mA MULTIFILTRATE | 4046241031126 | SP Small Parts
6719721 | GOMA CIERRE LANCETAS (DELIV.UNIT 10) | 4046241006384, 4046241140484 | SP Small Parts
M439241 | HEXAGON SOCKET WRENCH SIZE 10 | 4046241069747 | SP Tools
M338821 | JUNTA TÓRICA ASIENTO EV 43 (D. U. 10) | 4046241035087 | SP Small Parts
6342521 | LLAVE PARA PORTAFILTRO 10/20" WT | 4046241021950 | SP Tools
6344631 | LLAVE VASO FILTRO 9 3/4" AVPP10 AquaWTU | 4046241049855 | Spare parts WT Accessories
M339931 | LOCTITE GLUE NO. 243 / 10 ML | 4046241032673 | SP Small Parts
6363831 | LUFTFILTER 1/2" GRANUMIX PLUS EC>=100 | 4039361009946 | SP WTU
6288161 | PH-FIX 3.6-6.1TIRAS REACTIVAS 100 UN | 4046241038316, 4046241129618 | Others
6327631 | RACOR 10-1/4" AQUAWTU | 4046241019247 | SP FWT Filter
6327731 | RACOR 10-3/8" AQUAWTU | 4046241019346 | SP FWT Filter
6718111 | REMACHE LANCETAS CONC.-BIC. (D.UNIT 10) | 4046241033786 | SP Small Parts
6314391 | SENSOR 0-100 PSI AQUASAFE | 4046241017175 | SP CMS 08
M324101 | SENSOR EXTERNO UMED | 4046241035452 | SP Test Control Units
6341101 | SOFTWARE 1.24 AquaB DUO SLAVE | 4046241021141 | SP Aqua Soft
M329121 | SOPORTE IV POLOS 5008//S 4008S V10 | 4046241041538 | SP 5008
M435371 | SOPORTE IV-POLOS <=EC810 5008 | 4046241063974 | SP 5008
M394921 | STATIC SERIAL NOVRAM 4008/S V10/MFT/GENI | 4046241057232 | SP 4008/2008A
M348601 | TARJETA PACIENTE BCM (1X10 UNIDADES) | 4039361257675, 4039361041090 | BCM Accessories
6299161 | TEST AC.PERACET.HDFONLINE1X100 | 4046241038309, 4046241123708 | Testsets
M353201 | TFT-COLOUR-DISPLAY 10,4" 4008H/S/S V10 | 4046241007664 | SP 4008/2008A
6729101 | TOROIDE DE ARRASTRE (CON TORNILLO) | 4046241043396 | SP 4008/2008A
6314961 | TOX TR10/61 plug (Fischer S10 plug) | 4039361050955 | Screws, Dowels, Washers
M382101 | TUBO SILICONA 6.1x2.6mm white 3m long | 4046241036121, 4046241037241 | SP 4008/2008A
F919901 | UDL Interface *4008B/H/S *4008S V10 TDMS | 4046241067811 | Finesse Export
6476101 | VALULVA DE CARGA (BOOSTER) 2008/4008 | 4046241004427 | SP 4008/2008A
6364311 | VALVULA V10 AQUABPLUS | 4039361010690 | ET AQUABPLUS
NX1000-10-B | VERSIHD CHRONIC HI-FLOW CYCLER, 4TH ED |  | Cycler
NX1000-10-BFA | VERSIHD CHRONIC HI-FLOW CYCLER, 4TH ED |  | Cycler
NX1000-10-E | VersiHD with GuideMe Software |  | Cycler
6344711 | CONECTOR CODO 1/2” FWT | 4046241049749 | Spare parts WT Accessories
6361511 | CONECTOR DESINFECCION AQUAWTU | 4046241065695 | SP FWT Filter
6327911 | CONEXIÓN ENTRADA A.90° 3/4">1/2" AQUAWTU | 4046241019513 | SP FWT Filter
M341191 | CONTACT SPRING CU/BE SLEEP.SAFE | 4046241044010 | SP Sleep.Safe
6361211 | CREPINA INFERIOR TUBO SOPORTE 72'' WPT | 4046241047967 | Spare Parts prefiltration FWT
9798211 | DALI 750 Kit (CE) | 4039361021931 | Kits LDL Whole Blood Adsorption
M318811 | DC/AC-TRANSFORMADOR SLEEP.SAFE | 4046241043785 | SP Sleep.Safe
2942411 | DELANTAL STAY SAFE PASSION |  | other CAPD accessories
6346511 | Dialysis Water Distribution Loop | 4039361053406 | Dialysis Water Distribution Loop
2843311 | DINAMÓMETRO DIGITAL HDB 5K |  | Starting Package
6319411 | DISCO DUREZA 2 PARA DESCALCIFICADOR | 4046241017809 | Spare Parts prefiltration FWT
M281311 | DONGLE ICD-DATA CABLE USB MULTIFILTRATE | 4046241050165 | SP Test Control Units
6344611 | DRAINAGE INSTALL. ANTI-SYPHON TRAP FWT | 4046241049831 | Drainage Material
M525811 | EXTENSION MEMBRANE TEST SET AQUABPLUS | 4039361113094 | ET AQUABPLUS
6349711 | FILTER CARTRIDGE 20-20 BB | 4046241067699 | Disposables Water Pre-Treatment
M483411 | Filtro de particulas x soldadura ultraso | 4039361118457 | SP Small Parts
6346411 | FLANGE FOR CONNECTOR PERMEATE/CONC. MSP | 4046241064384 | SP Aquasafe
M534711 | FLAP LID FOR LAN SOCKET SLSH | 4039361115647 | Spare Parts Sleep.Safe Harmony
M284911 | HAND CRANK MULTIFILTRATE | 4046241031522 | SP Multifiltrate
6327811 | INLET-TUBE AquaWTU CPL. | 4046241019414 | SP FWT Filter
6327411 | INTERRUPTOR ALIMENTACIÓN Y/O AQUAWTU | 4046241019032 | SP FWT Filter
6319711 | JUNTA TÓRICA 19X3 MÓDULOS AQUASAFE | 4046241017953 | SP Small Parts
6711871 | JUNTA TÓRICA TEFLÓN CALENTADOR | 4046241023206 | SP Small Parts
6361161 | KEY FOR FILTER HOUSING BIG BLUE 20" | 4046241047912 | Spare Parts prefiltration FWT
6346521 | KIT TRANSFORMACION V1/V11 AquaB | 4046241066845 | SP WT Kosmed
6311221 | Lock washer , DIN 127, s/s, B4 | 4039361050528 | Screws, Dowels, Washers
M284411 | LP-450 MULTIFILTRATE | 4046241031089 | SP Multifiltrate
6311261 | MANOMETRO 4,0 BAR R1/4" INOX | 4039361050535 | SP Test Control Units
6325111 | MEDIA CAÑA CLIP 3m INSTALACION PEX | 4046241018707 | Dialysis Water Distribution Loop
6365211 | MEMBRANA 4840 AQUABPLUS | 4039361013912 | ET AQUABPLUS
M328811 | MODULO ADSORBER I HEPARINA PROMETHEUS | 4046241032192 | Spare Parts Liver Therapy
M281411 | MULTI-DATA-LINK MULTIFILTRATE | 4046241052145 | SP Multifiltrate
6326411 | O-RING 97 X 3,5 MM FWT | 4046241018912 | Spare Parts prefiltration FWT
F989911 | PATIENTONLINE EXTERNAL INTERFACE | 4039361191801 | Data Processing PD
6363711 | PLACA CONEXIONES P.C.B. AQUABPLUS | 4039361009755 | SP WT Kosmed
8888811 | PROYECTO IT CLIENTE | 4039361065300 | Finesse Germany
M284611 | REAR WHEEL MULTIFILTRATE | 4046241031232 | SP Multifiltrate
6766711$ | RETROFIT KIT BVM |  | BVM
M281611 | RETROFIT KIT LP 1242 TONO ALARMA SP MFT | 4046241040623 | SP Multifiltrate
M281111 | RETROFIT KIT MODULO Ci-Ca EC40 MFT | 4046241046021 | Multifiltrate
M2811$ | RETROFIT KIT MODULO CiCa- MFT |  | Multifiltrate
M539611 | RETROFIT KIT PNEUMATIC UNIT SN | 4039361263768, 4039361222741, 4039361251970, 4039361148171 | Single-Needle
6362211 | RETROFIT KIT SOFTENER KINETICO-AUTOTROL | 4039361005597 | SP CDS
M283281 | RIBBON CABLE 20-POLES 118CM MFT | 4039361098926 | SP Multifiltrate
6363611 | RO-MODULE REMOVING TOOL | 4039361004842 | ET AQUABPLUS
6361181 | SAMPLE PORT W. PLUG INSERT PP FWT | 4046241047936 | Spare Parts prefiltration FWT
6341151 | SEALING RING THREAD UNION 3/4" AquaB DUO | 4046241021172 | SP WT Kosmed
6367171 | SERVOVENTIL V11 AQUAC UNO H | 4039361088392 | Spare parts AquaC
6347611 | SET CABLES COMUNICACION AquaB DUO | 4046241003536 | SP Aqua Soft
M334311 | SET PEQUEÑAS PIEZAS SLEEP SAFE | 4046241032536 | SP Sleep.Safe
6297111 | SILLON DIALISIS TOP XSK330 GREY/GREY |  | Likamed bed chairs - phased out
6316911 | SINGLE MSC 08 | 4039361051235 | MSC08
6341111 | SOFTWARE 1.26 F.MASTER+SLAVE AquaB DUO | 4046241021158 | SP Aqua Soft
6343111 | SOFTWARE 1.32 AQUAWTU | 4046241022032 | SP FWT Filter
M514751 | SOFTWARE SW 1.11A CDS 08 | 4039361111182 | SP MVZ
6366461 | SOFTWARE SW 1.11B CDS 08 | 4039361078270 | SP MVZ
6314711 | SOPORTE 90° TUBO PEX | 4046241017342 | Dialysis Water Distribution Loop
2599911 | STAY.SAFE LUER-LOCK SET RB | 4046241007916, 4046241055542 | standard CAPD accessories
6343411 | SUPPRESSOR ELEMENT F.SOLENOID VALVE | 4046241042788 | SP CMS 08
M343711 | TAPA PARA BATERIA 5008 | 4046241003857 | SP 5008
F988511 | THERAPY MONITOR ADVANCED COMUNICATION | 4039361077778 | Finesse Export
6346611 | TOP COVER PLATE (BULK FILM) MSP | 4039361063962 | MediaP
M552911 | TUBING SILICONE RED 12.5X4 (BULK FILM) | 4039361123598 | SP Genius
6312811 | TUERCA HEXAGONAL DRENAJE 1/4" MVZ | 4046241016680 | SP Aquasafe
M348411 | UNIVERSAL CONNECTION BLOCK FOR CDS 5008 | 4046241007893 | SP 5008
6323111 | VÁLVULA ANTIRETORNO AQUASAFE | 4046241018400 | SP CMS 08
6344311 | VALVULA AR TOMA MUESTRAS SEPTUM | 4046241048148, 4046241048131 | SP CMS 08
6363911 | V SET Of Nozzles EC<30 AQUAWTU | 4039361010034 | SP FWT Filter
M361311 | ZKV SEM FLUSH - 5008S | 4039361022839 | CDS/FLUSH/IHR/PERMEATE
6341251 | CONCENTRATE PRESSURE VALVE CPL.AquaB/DUO | 4046241021257 | SP Aqua Soft
M531261 | CONECTOR HEMBRA DN6 ESPIGA 7 MM INOX | 4039361235284, 4039361113124, 4039361275389 | SP Aquasafe
6313641 | CPC CONNECTOR EFCD-224-12 NW 7,2MM | 4046241016932 | SP WTU
M283571 | DRIVE CICA MODULE EX EC120 MFT | 4039361097479 | SP Multifiltrate
M281761 | GALGA EXTENSIOMETRICA INCL. LP127-G MFT | 4046241066869 | SP Multifiltrate
6312361 | HARDNESS SENSOR ELECTRODE AQUA SOFT | 4046241016550 | SP Aqua HWCS
M341271 | HEX DRIVER 1,5MM SLEEP.SAFE | 4046241047172 | SP Tools
6327581 | JUNTA TÓRICA 12X2 AQUAWTU | 4046241019193 | SP FWT Filter
M284131 | LIFTING MAGNET 12V, VERSION 1 MFT | 4046241030648 | SP Multifiltrate
M284541 | LP-128 FUENTE ALIM. MULTIFILTRATE | 4046241031201 | SP Multifiltrate
M317121 | MALETA TRANSPORTE UMED | 4046241035551 | SP Test Control Units
6312881 | MANGUERA AZUL 19X6MM AQUA... (POR METRO) | 4046241016697 | Spare parts WT Accessories
6346191 | MOTOR PROTECTION SWITCH 12A 185-275V | 4046241063493 | SP WT Kosmed
CAR-124-C | NxStage Cartridge, Standard, Case |  | Cartridges
M426741 | O-RING CONECTOR DIALIZADOR 12,37X2,62 | 4046241115581 | SP Small Parts
6312581 | PACKING UNIT AQUAUNO |  | AquaC UNO H
M451291 | PATIENTCARD PLUS | 4039361110185 | Spare Parts Sleep.Safe Harmony
M391721 | P.C.B. LP1228 / POWER SUPPLY DISTR.BOARD | 4039361123406 | Spare parts multi
M392331 | P.C.B. LP 1231 / DISTRIBUIDORA *MULTI | 4039361123413 | Spare parts multi
M284331 | P.C.B. LP 123/ PUMP CONTROL MFT | 4046241031010 | SP Multifiltrate
M282961 | P.C.B. LP 1240 ADAPTER BOARD MDL MFT | 4039361018900 | SP Multifiltrate
M284531 | P.C.B. LP124/MOTHERBOARD MFT | 4046241031195 | SP Multifiltrate
M283231 | P.C.B. LP 126 PLACA MADRE CICA MFT | 4039361102135 | SP Multifiltrate
M282671 | P.C.B LP 129-C / USER INTERFACE MFT | 4046241052176 | SP Multifiltrate
M512671 | PE-TUBE 8 X 12MM RED | 4039361100292 | Dialysis Concentrate Distribution Loop
6712991 | PINZA SUJECCIÓN LÍNEAS B/ART. (D.U.T 5) | 4046241011982 | SP Small Parts
6361771 | POWER CONTACTOR 24V 12A AQUAHT/BPLUS HF | 4039361013134 | Spare parts AquaA
6341261 | PRESS.HOLDING VALVE AquaB/ASA/AST/B-DUO | 4046241021264 | SP WT Kosmed
6326241 | PUMPE CRN3-33 F.AQUASAFE 250-1250 | 4046241018875 | SP CMS 08
F988121 | Rebell Tool Finesse | 4046241055870 | Finesse Export
M561271 | RESTRICTOR DRENAJE D6 AQUA UNO | 4039361125172 | SP Aqua DAS
6346671 | RETROFIT KIT AQUAWTU 125 TO 250 | 4046241066852 | SP FWT Filter
M283591FA | RETROFIT KIT Ci-Ca MODULE EC120 MFT |  | Multifiltrate
M283591 | RETROFIT KIT Ci-Ca MÓDULO EC120 MFT | 4039361098377 | Multifiltrate
M284341 | SENSOR 1 ASSY. LP125-A MULTIFILTRATE | 4046241031027, 4046241133493 | SP Multifiltrate
6761251 | SOPORTE CAZABURBUJAS 20+22MM W/O SENSOR | 4046241012514 | SP 4008/2008A
M371221 | SOPORTE GARRAFA 5008S | 4046241001433 | Other Options
M283581 | STATOR CICA MODULE EX EC120 MFT | 4039361099787 | SP Multifiltrate
6312851 | SUPPRESSOR KIT FOR AQUASAFE VALVES | 4046241020366 | SP CMS 08
M381231 | TAPA OPCIONAL PLATAFORMA 5008 | 4039361006242 | SP 5008
6349121 | TAPA ULTRAFILTRO AQUASAFE / AQUAA | 4046241061222 | SP Water/RO 08
6341291 | THREE-WAY SWITCH VT1 F.AquaB DUO SLAVE | 4046241021295 | SP Aqua Soft
6765241 | TORNILLO M5X12 PANEL TRASERO 4008B/S ART | 4046241062632 | SP Small Parts
6347891 | TUBE ADAPTER D=12MM AquaWTU | 4046241040661 | AquaWTU
6327921 | TUBE CONNECTOR Y12 MATERIAL 1.4571 | 4046241019520 | AquaWTU
6778121 | TUBE HOLDER,SELF ADHESIVE 4008/5008/S | 4046241005189 | SP Small Parts
6341281 | TUBO DESINFECCION AquaSAFE AquaB DUO | 4046241021288 | SP WT Kosmed
M381271 | TUBO NEGRO RETRACTIL 80 MM LARGO | 4046241037944 | SP Small Parts
M385121 | TUBO SILICO.ENTRADA/DRENAJE ROJO/NEGRO3M | 4046241051810 | SP 4008/2008A
M282691 | CONE SPANNER SIZE 13 | 4046241063790 | SP Multifiltrate
M324131 | CONNECTOR INTAKE SLEEP.SAFE | 4046241038385 | SP Sleep.Safe
M281381 | CUENTAGOTAS CICA MFT | 4046241050349 | SP Multifiltrate
6526131 | FILTRO LANCETAS (CONC./BIC.) | 4046241003956 | SP Small Parts
6341371 | FLOW METER BLOCK AquaSAFE AquaB DUO | 4046241021370 | SP WT Kosmed
6313271 | FUSIBLE T 3.15A | 4046241016772 | SP Small Parts
6313371 | HOSE CLIP D19.8 | 4046241106695 | SP Small Parts
M447131 | PRESSURE DOME HOLDER YELLOW TYPE 3 MULTI | 4039361123505 | Spare parts multi
6348131 | RETR.KIT MODIF.MEMBRANA AquaB/DUO/SAFE | 4046241049718 | SP Aqua Soft
6341321 | SERVO FLOAT BREAK TANK AquaB/AquaB DUO | 4046241021325 | Spare parts AquaA
M281331 | SET ETIQUETAS COLOR LUERLOCK MFT/ADM | 4046241050196 | SP Multifiltrate
M489821 | SET OF TWIST DRILLS HSS 1-13MM | 4039361079574 | SP Tools
M281321 | SET SOPORTE LINEAS MFT | 4046241050189 | SP Multifiltrate
6297131CU | SILLON DIALISIS TOP X 220 GRIS |  | Dialysis Chairs
6297131FA | SILLON DIALISIS TOP X 220 GRIS |  | Dialysis Chairs
6297131 | SILLON TOP X 220 GRIS |  | Likamed bed chairs - phased out
6327771 | SOFTENER SK613 AquaWTU | 4046241019384 | Ion Exchange Filter
NX1373 | System One Fluid Detection System |  | Cycler
6313621 | Teclado Control Temporizador Granumix | 4046241016925 | SP WTU
M371371 | TORNILLOS SOPORTE DIALIZADOR 5008 | 4046241038804 | SP 5008
6713681 | TORQUE | 4046241033854 | SP Test Control Units
M371381 | TRANSDUCTOR PRESION SN(LUER LOCK) 5008S | 4046241062311 | Spare parts 5008S
M313921 | TUBE FORM LONG SLEEP.SAFE | 4046241043754 | SP Sleep.Safe
M313931 | TUBE FORM SHORT SLEEP.SAFE | 4046241043761 | SP Sleep.Safe
6341331 | TUBE, HIGH-PRESSURE AST D19MM | 4046241021332 | SP WT Kosmed
6341361 | VÁLVULA DE PRESIÓN DE CONCENTRADO *AQUAB | 4046241021363 | SP WT Kosmed
6323131 | VÁLVULA V 3-7-8 CDS PLUS | 4046241058444 | SP MVZ
M414361 | DETECTOR CASSETTE MULTI | 4039361123192 | Spare parts multi
6297141FA | DIALYSIS CHAIR TOP X 220 BLUE/BLUE |  | Likamed bed chairs - phased out
M414431 | DISTRIBUTION BLOCK TRIPLE MULTI | 4046241094701 | Spare parts multi
M414321 | GEAR DRIVE FOR ROLLER PUMPS MULTI | 4039361123871 | Spare parts multi
6314141 | INNESTO FEMMINA DN6 C/CONNETTORE | 4046241017137 | SP Aquasafe
6341431 | INTERRUPTOR PUESTA EN MARCHA Y/O | 4046241021431 | SP WT Kosmed
6341451 | LAMINA PANEL FRONTAL AquaB | 4046241021455 | SP WT Kosmed
M414191 | PACK BATERIA MULTI | 4039361122775 | Spare parts multi
M414241 | POWER SUPPLY UNIT MULTI | 4039361122799 | Spare parts multi
M414261 | PUMP DOOR MULTI | 4039361123468 | Spare parts multi
M414331 | PUMP HINGE MULTI | 4039361123475 | Spare parts multi
M414461 | PUMP STATOR MULTI | 4039361147587 | Spare parts multi
6364141 | REPAIR SET THREAD MSP | 4039361010294 | SP Aquasafe
6314381 | SENSOR CONDUCTIVIDAD/TEMP. AQUASAFE | 4046241017168 | SP CMS 08
6314421 | SENSOR FLUJO AQUASAFE | 4046241017199 | SP CMS 08
6314501 | SET JUNTAS TÓRICAS AQUASAFE | 4046241017335 | SP CMS 08
6297141 | SILLON TOP X 220 AZUL |  | Likamed bed chairs - phased out
6314721 | SOPORTE 45° TUBO PEX | 4046241017359 | Dialysis Water Distribution Loop
6361401 | STENOSIS PP HOLE D 1.6 AQUAUNO | 4046241054675 | SP Aqua DAS
6731461 | TAPA CIEGA ALOJAMIENTO MÓDULO | 4046241006681 | SP 4008/2008A
6314401 | TRASDUCTOR DE PRESION 0-500 PSI R1/4 AQU | 4046241017182 | SP CMS 08
6314431 | VÁLVULA MAGNETICA V-1-2-9 AQUASAFE | 4046241017304 | SP CMS 08
6342141 | VALVULA TANQUE SAL 24X40"KINETICO | 4046241021745 | Spare parts WT Accessories
6297151FA | DIALYSIS CHAIR TOP X 330 GREY/GREY |  | Likamed bed chairs - phased out
M284461 | FUSIBLE 315 mA MULTIFILTRATE | 4046241031133 | SP Small Parts
6415661 | FUSIBLE SUPER RAPIDO 2.5A | 4046241007800 | SP Small Parts
M339951 | GREASE POLYLUB GLY 151 CAN | 4046241044003 | SP Sleep.Safe
6364151 | JG ELBOW SCREW CONNECTOR4MM AQUA BPLUS | 4039361010300 | ET AQUABPLUS
M515831 | LINE FILTER AQUAC UNO H CDS3 AQUASENS | 4039361105174 | Spare parts AquaC
6361561 | MODULKOPF LINKS >EC30 AQUAWTU 250 | 4039361012755 | SP FWT Filter
6342151 | O-RING KIT MEMBRANE MODULE TYP A AquaXXX | 4046241021752 | Spare parts WT Accessories
M331531 | PANEL FRONTAL DISPLAY SLEEP.SAFE | 4046241032260 | SP Sleep.Safe
6361581 | PE-TUBE 5X1.5MM AQUAUNO GRANUMIX PLUS | 4039361012779 | SP Aqua DAS
6325291 | PRETREATMENT COMPACT FROM 1500 L | 4039361052027 | Other Articles Water Technology
RENAK1500 | RENAK CTA 1500 dialyzer (prefilled)1.5m² |  | Dialysers 3rd party suppliers
6777151 | RIBBON CABLE 20-POL. L=8CM SLEEP.SAFE | 4046241064018 | SP Sleep.Safe
6315591 | SAL PASTILLAS P/REG.25KGS | 4046241033816 | Spare Parts prefiltration FWT
631559E | SAL PASTILLAS P/REG.25KGS |  | Other Articles Water Technology
M281591 | SET ETIQUETAS MFT | 4046241122510, 4046241057300 | SP Multifiltrate
6315181 | SIFON 1 1/4" X 40 MM BLANCO AGUA MSC | 4046241017397 | Drainage Material
6297151 | SILLON TOP X 330 GRIS |  | Likamed bed chairs - phased out
F915461 | SMARTCARD READER DESKTOP PRO USB TDMS/FI | 4046241063806 | TDMS Spare Parts
6767151 | SOPORTE DIASAFEPLUS 4008/5008/S | 4046241004199 | SP 4008/2008A
M361581 | TAPA FRONTAL BIBAG 5008 PARA 4008B/S | 4046241012798 | SP 4008/2008A
6432761 | TRANSDUCTOR DE PRESIÓN SCX15DNC | 4046241022315 | SP 4008/2008A
6361501 | TUBO DE DESINFECCIÓN AQUASAFE / B / B DU | 4046241065497 | SP WT Kosmed
6363151 | TURBINE METER INSERT MAGNUM | 4039361008543 | Spare parts WT Accessories
M516251 | COMPRESSOR SLSH | 4039361109813 | Spare Parts Sleep.Safe Harmony
6316441 | CPC CONNECTOR MALE | 4046241017519 | SP MVZ
6297161 | DIALYSIS CHAIR TOP X 330 BLUE/BLUE |  | Likamed bed chairs - phased out
M416561 | Electrodos BCM Pediatricos | 4046241130980, 4046241126334, 4039361198114, 4046241126693 | BCM Accessories
6327461 | FUSIBLE 0,16A AQUAWTU | 4046241019087 | SP Small Parts
6342971 | HIGH-PRESSURE TUBE CPL AST D16MM | 4046241040555 | SP WT Kosmed
6316871 | IRON COLOR TEST KIT IRON II+III | 4046241017557 | Water analysis test kits
M281691 | KIT MODIF. CABLE ALIMENTACION 5m MF | 4046241059960 | SP Multifiltrate
M331631 | LP962 TARJETA MICROPROC. CON SOFT. EPROM | 4046241032321 | SP Sleep.Safe
M516551 | MEMBRANA VALVULA LUMEN DN25 AQUAA | 4039361107727, 4039361255893 | Spare parts AquaA
6721661 | Micro fusible 5.0 A | 4046241012170 | SP Small Parts
M461691 | P.C.B. LP 950 BOMBA HEPARINA MFT | 4039361005603 | SP Multifiltrate
M331661 | P.C.B. LP963 MAINBOARD 1 SLEEP.SAFE | 4046241032338 | SP Sleep.Safe
M281681 | PROTECCIÓN PARA CABLE MFT | 4046241059953 | SP Multifiltrate
6323161 | RINGMAGNET HARD FERRITE AQUASAFE | 4046241018424 | SP CMS 08
6316881 | TEST KIT VISOCOLOR HE CHLORINE | 4046241017564 | Water analysis test kits
M391601 | TUBULADURA SILICONADA 6X2.75 MM 3M REIN | 4046241056853 | SP 5008
6737161 | VÁLVULA DE PRESIÓN DE CARGA 4008 | 4046241006773 | SP 4008/2008A
M391771 | DIGITAL MULTIMETER METRAHIT PRO | 4046241054835 | SP Test Control Units
M282991 | LLAVE CONICA TAMAÑO 17 MFT | 4039361005825, 4039361226114 | SP Tools
M331721 | LP965 TARJETA DISTRIBUCION BOMBA SLEEP.S | 4046241032352 | SP Sleep.Safe
CAR-172-C | NXSTAGE CARTRIDGE WITH LOCKSITES |  | Cartridges
6417591 | O-RING 4.47 X 1.78 | 4039361018979 | SP Small Parts
M331751 | P.C.B. LP966 VALVE DISTRIBUTOR BOARD | 4046241032369 | SP Sleep.Safe
M281701 | RETR.KIT REFUERZO BANDEJA BASCULAS MFT | 4046241061727 | SP Multifiltrate
M538171 | RETROFIT KIT BATTERY PACK BCM | 4039361262693, 4039361262686, 4039361119409 | SP BCM
6345771 | RETROFIT KIT SW 2.17 FX2N HOTFEED | 4046241065848 | Spare Parts Hotfeed/AquaHT/HF
6317231 | RETROFIT KIT THREADS MSC-HOUSINGS | 4046241064704 | SP Aquasafe
F917791 | SECA460 RS232 ADAPTER SET FINESSE/TDMS | 4046241055856 | TDMS Spare Parts
M284171 | SOPORTE BARRA PORTASUEROS MFT | 4046241030921 | SP Multifiltrate
5652831 | SOPORTE METÁLICO MOTOR DC DIN 1783 | 4039361014636 | Spare Parts 2008H/K/T (USA)
6348171 | SPECIALTOPCOVERPLATE LE/RI BULK FILM | 4039361060992 | MediaP
6731771 | STATOR BOMBA ARTERIAL 4008 COMPLETO | 4046241006698 | SP 4008/2008A
M281751 | TAPA PROTECCION CABLE 5 M MFT | 4046241065602 | SP Multifiltrate
5671721 | TORNILLO BISAGRA TAPA BOMBA ARTERIAL | 4046241044362 | SP Small Parts
M394171 | TUBO RECTO CON CONEXION RAPIDA BPM | 4046241137583, 4046241062618, 4046241126006 | SP 5008
M418381 | COMPRESOR GDT SLEEP.SAFE | 4046241047790 | SP Sleep.Safe
6318631 | COMPRESSION AID FOR PEX TUBING SEMICIRCL | 4046241017717 | Tools FWT
6434181 | ELECTROVALVULA 30-41 DOBLE PUERTO. | 4046241022339 | SP FWT Filter
6318271 | ETIQUETAS PLANTAS AGUA | 4046241017670 | Clamps, Clips, Cable-tie, Other
M531841 | SOPORTE CAMARA ACLARADO 5008/S | 4039361113278 | SP 5008
M384181 | SOPORTE DE DIALIZADORES PEQUEÑOS 5008 | 4046241037036 | SP 5008
M381851 | SOPORTE DIALIZADOR 5008 | 4046241059748 | SP 5008
6318261 | SOPORTE ETIQUETAS PLNATA DE AGUAS | 4046241017663 | Clamps, Clips, Cable-tie, Other
M281871 | SOPORTE JERINGA BD50 BOMBA HEPARINA MFT | 4046241051636 | SP Multifiltrate
6361891 | Syphon 1 1/4 x 40 MSC | 4039361013349 | SP Aquasafe
M535181 | TRANSDUCTOR PRESION VENOSA 5008/S | 4039361113995 | SP 5008
M328181 | VALVE PLUNGER SLEEP.SAFE | 4046241043846 | SP Sleep.Safe
6341881 | VALVULA V7 | 4046241021608 | SP CMS 08
6344181 | VENTIL V6 KOMPLETT AquaWTU6344181 | 4046241045758 | SP FWT Filter
M346191 | INSULATING FOIL F.CHASSIS SLEEP.SAFE | 4046241044058 | SP Sleep.Safe
6319781 | JUNTA TÓRICA 32X3 AQUASAFE | 4046241017991 | SP Small Parts
6341941 | O-RING KIT CONC. MACHO Y HEMBRA MSC | 4046241021646 | SP Aquasafe
M394191 | P.C.B. LP624-2 SMT 4-POL.F.BP&PP ART | 4046241067002 | SP Adsorption ART
6319641 | PROTECCION MOTOR AQUASAFE | 4046241017915 | SP CMS 08
6319851 | RUEDA POSICION FIJA SIN FRENO | 4046241018011 | SP CMS 08
6319971 | SEPTUM(SAMPLE PORT)*AQUASAFE/STORE/B DUO | 4046241018080 | SP CMS 08
M561971 | SERVICE BCM SOFTWARE 3.3.3 BCM | 4039361127879 | SP BCM
M562191 | SERVICE SOFTWARE SET *MULTI | 4039361236779, 4039361256883, 4039361281977, 4039361124106 | SP Test Control Units
6297191 | SILLON NOVO X330/ZA PHV GRIS | 4039361022143 | Likamed bed chairs - phased out
M319861 | TAPA CIEGA BVM 5008/S | 4046241009231 | SP 5008
M319871 | TAPA CIEGA PARA BTM 5008/S | 4046241009248 | SP 5008
6341951 | TECLADO UNIDAD CONTROL REMOTO | 4046241021653 | SP CMS 08
6319941 | TOMA DE PRESIÓN AQUASAFE | 4046241018059 | SP CMS 08
M535191 | TRANSDUCTOR PRESION SN EX SW4.0 5008/S | 4039361113988 | SP 5008
F919951 | UDL EXTERNAL DEVICE *TDMS | 4039361247980, 4039361010201 | Finesse Spare Parts
6297461FA | DIALYSIS CHAIR TOP CE 220 |  | Dialysis Chairs
FW-300-1FA | EXPRESS FLUID WARMER SYSTEM ACCESSO |  | Warmer Disposables
6296991FA | NOVO X 550 DIALYSIS-CHAIR with 2 ARMREST |  | Likamed bed chairs - phased out
M472201FA | RETROFIT KIT VENACC |  | VenAcc
6297471FA | SILLON DIALISIS TOP 330 CE |  | Likamed bed chairs - phased out
6297531FA | SINGLE - OSMOSIS REVERSA AquaUNO |  | AquaUNO
6297421FA | Sleep.Safe TM Porter Likamed |  | Cycler Accessories
2842561N | ORGANIZADOR STAY.SAFE | 4046241008241, 4046241008258 | standard CAPD accessories
2842571N | SOPORTE ORGANIZADOR STAY.SAFE | 4046241008272, 4046241008265 | standard CAPD accessories
6327851 | SENSOR AGUA GWGF-1S JACK 3,5MM L=2M | 4046241019452 | SP FWT Filter
6346281 | CONECTOR 1/4"X3/8" DESCALCIFICADOR AQUAW | 4046241063912 | SP FWT Filter
6365261 | CONECTOR ANILLO ACOMPLAM. Y TOMA MUESTRA | 4039361005665 | AquaC UNO H
6323851 | CONECTOR CONCENTRADO 2XRECTO 1/4" | 4046241018547 | SP Aquasafe
6325661 | CONECTOR CONCENTRADO RECTO 8X1,5S/S MSC | 4046241018776 | SP Aquasafe
6327621 | CONECTOR FLOWMETER (CAUDALIMETRO)AQUAWTU | 4046241019230 | SP FWT Filter
6365251 | CONECTOR HIDRAULICO CON ACOPLO AQUAUNO | 4039361005658 | AquaC UNO H
6365271 | CONECTOR HIDRAULICO MACHO | 4039361005672 | AquaC UNO H
6327961 | CONECTOR LÁMPARA UV AQUAWTU | 4046241019568 | SP FWT Filter
6325631 | CONECTOR RECTO PERMEADO INOX*MSC | 4046241018752 | Dialysis Water Distribution Loop
6367321 | CONECTOR TAPA DISPLAY AQUACUNOH | 4039361088705 | Spare parts AquaC
6327721 | CONEXIÓN T 5-1/4" AQUAWTU EC<30 | 4046241019339 | SP FWT Filter
M562251 | CONEXION "T" 6-6-6 | 4039361161217 | SP Small Parts
M562271 | CONEXION Y 6-6-6 | 4039361161231 | SP Small Parts
M428771 | Configuration Software UDL complete set | 4046241040999 | SP Test Control Units
6367261 | CONTROL P.C.B. AQUA C UNO H | 4039361082956 | Spare parts AquaC
629748FA | DIALYSIS CHAIR NOVO X 333 (M.WAAGE) |  | Likamed bed chairs - phased out
6326441 | DOUBLE CARTRIDGE FILTER AVPP20, 20" | 4046241018929 | Spare Parts prefiltration FWT
6326771 | DOUBLE FILTERS 1/5µm TWICE |  | Other Articles Water Technology
ANC-200 | DRAIN LINE EXTENSION, ANC-200 |  | Waste Lines
6328371 | ELECTRONIC ELEMENT HEATING AquaHWCS | 4046241019698 | SP RO 700
6328381 | ELECTRONIC RELAY AQUAHWCS | 4046241019704 | SP RO 700
6363921 | EMBUDO ENTRADA TANQUE AQUAUNO | 4039361010065 | SP Aqua DAS
6367771 | EMERGENCY OPERATION SWITCH AQUABPLUS B2 | 4039361093471 | ET AQUABPLUS
6362451 | END CAP FOR ULTRAFILTER AQUA A | 4039361007331 | Spare parts AquaA
M439621 | EXTRACTOR JUNTAS TORICAS | 4046241040883 | SP Tools
6365221 | FILTER 20" BIG BLUE AQUABPLUS FWT | 4039361013929 | ET AQUABPLUS
6323451 | FILTER BOWL WITH O-RING FOR 20" FILTER | 4039361051693 | Spare Parts prefiltration FWT
M544231 | FILTER CARTRIDGE 20" CARBON BIG BLUE 1µM | 4039361118679 | Spare parts WT Accessories
6327331 | FILTRO CARTUCHO 20" 20 MICRAS AQUA | 4046241018998, 4046241121582 | SP FWT Filter
M527671 | GRUNDFOS PUMP CRN5-20 AQUABPLUS/DUO | 4039361113308 | ET AQUABPLUS
M459241 | P.C.B LP961 EX EC520 SLEEP.SAFE | 4039361012625 | SP Sleep.Safe
6348661 | SENSOR PRESION 0-20 BAR CONC. AQUABPLUS | 4046241060010, 4046241126594 | Spare parts AquaA
6298871 | SILLON TOP 200 |  | Likamed chairs - phased out
6475231 | SOPORTE CUATRO POLOS (PERCHA) | 4046241042870 | SP 4008/2008A
6777921 | SOPORTE DIALIZADOR | 4046241011326 | SP 4008/2008A
M384201 | SOPORTE DIALIZ.DIALIZADORES PEQUENOS4008 | 4046241054705 | SP 4008/2008A
M333671 | SOPORTE SPINDLE BOMBA HEPARINA | 4046241043884 | SP 4008/2008A
6744441 | SWITCH CABEZAL BI BAG 4008 (ANTIGUO) |  | SP 4008/2008A
6764661 | SWITCH CABEZAL BI BAG 4008 (NUEVO) | 4046241007077 | SP 4008/2008A
M358781 | TAPA FILTRO DIASAFE+/ONLINE+FILTER4008 | 4046241025644 | SP 4008/2008A
M332331 | TAPA LANCETAS CÁMARA DE LAVADO 4008 | 4046241032444 | SP 4008/2008A
M365691 | TAPA LANCETAS CÁMARA LAVADO | 4046241013009 | SP 4008/2008A
6525531 | TAPA LANCETAS CÁMARA LAVADO 4008E/H | 4046241022643 | SP 4008/2008A
M332721 | TAPA LAVADO COMPLETA 4008 B/S (NEW) | 4046241032475 | SP 4008/2008A
6777381 | TAPON FILTRO DIASAFE | 4039361017125 | Spare Parts 2008H/K/T (USA)
M364891 | TECLADO PARA BOMBA DE SANGRE 4008 | 4046241039320 | SP 4008/2008A
6297461 | TOP CE 220 SILLON |  | Likamed bed chairs - phased out
M396881 | TORNILLO BARRA PORTASUERO 4008/4008S V | 4046241062434 | SP 4008/2008A
6768491 | TUBE GUIDE AT RINSE PORT ONLINEPLUS*4008 | 4046241023930 | SP 4008/2008A
M396241 | TUBO DE SUCCION CONCENTRADO (RED) 4008 | 4046241062007 | SP 4008/2008A
M375821 | TUBO FIJADOR LINEA BOMBA ROLLER 4008 | 4046241033809 | SP 4008/2008A
M375841 | TURNING LEVER SET ONLINEplus 4008 | 4046241038200 | SP 4008/2008A
M479201 | UNIVERSAL RINSE CHAMBER 5008/S | 4039361229672, 4039361007836 | SP 5008
M357881 | VALVULA ANTIRRETORNO AQUA/CDS/ | 4039361087272 | SP 4008/2008A
M388701 | VALVULA REDUCTORA PRESION 4008/5008 | 4046241062021 | SP 4008/2008A
M388601 | VALVULA SOLENOIDE DESINFECTION 4008 | 4046241003512 | SP 4008/2008A
M472201 | VenAcc DETECTOR HUMEDAD | 4039361080662 | VenAcc
6364321 | FLOW METER AQUABPLUS | 4039361010812 | ET AQUABPLUS
6363621 | FRONT DOOR AQUAWTU | 4039361009526 | SP FWT Filter
M362321 | INSTALLATION KIT BVM CPL. | 4039361041311 | BVM
M284421 | LP 343-4 MULTIFILTRATE | 4046241031096 | SP Multifiltrate
6297521 | MESA DT COMFORT GRIS |  | Likamed Accessories
6344221 | O-RING SILICONE 84x3 AquaUNO | 4046241046816, 4046241046809 | SP Aqua DAS
6327821 | OUTLETTUBE AquaWTU CPL. | 4046241019421 | SP FWT Filter
6344521 | P.C.B. TECLADO *AQUADETECTOR | 4046241049343 | SP AquaUNO
6362271 | PERMEATE PRESS. CONTROL VALVE VR21 AQUAA | 4039361019235 | Spare parts AquaA
6363721 | PLACA FUNC. EMERGENCIA P.C.B. AQUABPLUS | 4039361009762 | SP WT Kosmed
6345621 | RETROFIT KIT V1 SERVOVALVULA AquaSAFE/HW | 4046241056754 | Spare parts WT Accessories
M557321 | RO-MEMBRANE AQUA UNO | 4039361121884 | SP Aqua DAS
6367821 | ROTARY VANE PUMP 50 Hz AQUA C UNO H | 4039361097189 | Spare parts AquaC
M558621 | ROTOR RED MULTI | 4039361123451 | SP Multifiltrate
M339421 | SET DESINFECCION UMED | 4046241035094 | SP Test Control Units
M375921 | SET TUBOS TEST PRESIÓN CLAMP VENOSO | 4046241009835 | SP Test Control Units
6297421 | Sleep.Safe TM Porter Likamed | 4046241064568 | Cycler Accessories
6342221 | SOFTENER HEAD SPARE PARTS KIT KINETICO | 4046241021806 | SP Water/RO 08
M322921 | SYRINGE HOLDER W.SYRINGE DETECT.5008/S | 4046241004953 | SP 5008
M284721 | TAPÓN BARRA DELANTERA MULTIFILTRATE | 4046241031331 | SP Multifiltrate
M356221 | TARJETA SLEEP.SAFE | 4046241044249 | SP Small Parts
F988521 | THERAPY MONITOR ADVANCED MEDICAL | 4039361077785 | Finesse Export
M322221 | TRANSDUCTOR PRESION -0,9/2,0 BAR 5008/S | 4046241130485, 4046241144482, 4046241144581, 4046241131598, 4046241004359, 4046241131611 | SP 5008
6365621 | TUBO DESAGUE MSC COLLAR SELLADO | 4039361007850 | SP Aquasafe
M426921 | USB CARD READER | 4046241052916 | SP Test Control Units
6326321 | VALVULA TOMA MUESTRAS R1/4" FWT | 4046241045901 | Accessories Water Pre-Treatment
M362291 | INSTALLATION KIT BTM | 4046241010039 | BTM
6422751 | MUELLE | 4039361125370 | SP Small Parts
6542241 | MUELLE COMPRESION CORTO SLEEP SAFE | 4046241042894 | SP Small Parts
M282271 | RETROFIT KIT FUSIBLES PRIMARIOS T4AH MFT | 4046241068054 | SP Multifiltrate
M282281 | RETROFIT KIT PRIMARY FUSES T6,3AH MFT | 4046241068061 | SP Multifiltrate
6367751 | SOFTWARE 3.22 MICROSD-CARD AQUAC UNO H | 4039361087586, 4039361271459 | Spare parts AquaC
6522531 | TAPA AZUL CÁMARA DE LAVADO | 4046241011470 | SP Small Parts
6522541 | TAPA ROJA CÁMARA LAVADO | 4046241011487 | SP Small Parts
M282381 | INVERTER LUZ DISPLAY MFT | 4046241047011 | SP Multifiltrate
M323551 | KIT TEST FUGA DE SANGRE | 4046241043808, 4046241139686 | SP Tools
M435231 | RETR.KIT FUSE HOLDER Si3 SLEEP.SAFE | 4046241003314 | SP Sleep.Safe
M362341 | SERVICE-SOFTWARE CPL. SET FOR MFT | 4046241028904 | SP Test Control Units
M362351 | SERVICE-SOFTWARE SOFTWARE-SET MFT | 4046241028911 | SP Test Control Units
6344231 | TAPON DESINFECCION CON FIJADOR AquaUNO | 4046241046823, 4046241046830 | SP Aqua DAS
6362331 | VALVULA V27 DN32 AquaA A2 | 4039361019709 | Spare parts AquaA
6327431 | FUENTE ALIMENTACIÓN 24 VDC 4.5A AQUAWTU | 4046241019056 | SP FWT Filter
6367241 | HOSE SYSTEM INTERNAL AQUAC UNO H | 4039361088675 | Spare parts AquaC
M284551 | LP-244 CPU MULTIFILTRATE | 4046241031218 | SP Multifiltrate
M284561 | LP 244 MULTIFILTRATE | 4046241031225 | SP Multifiltrate
6546241 | MOTOR PARA RAIL CONEXIONES SLEEP.SAFE | 4046241043174 | SP Sleep.Safe
6544241 | O-RING 58X3 CALOTTE COUNTERPART SLEEP.SA | 4046241043013 | SP Small Parts
M534851 | P.C.B. LP 244 G SISTEMA OPERATIVO MFT | 4039361116477 | SP Multifiltrate
M534861 | P.C.B. LP 244 G SISTEMA SEGURIDAD MFT | 4039361116484 | SP Multifiltrate
6365241 | SET PUERTO TOMA DE MUESTRAS AGUA | 4039361002770 | Spare parts WT Accessories
2843241 | STAY-SAFE/LUER-LOCK CATH.EXT. 25 CM FIX. | 4039361007744, 4039361064549, 4039361007775, 4039361021320 | Catheter extensions
6324381 | VALVE 60 /FLOAT CPL.F.BRINE TANK | 4046241018646 | Spare Parts prefiltration FWT
6327691 | VALV SOLENOIDE 24VDC *AQUAWTU *AQUA C UN | 4046241019308 | SP FWT Filter
6433561 | FUSIBLE 1.25 A/T SHORT | 4046241022322 | SP Small Parts
6728981 | GLUE MULTIPOWER 25ML 2 COMPONENTS | 4046241057140 | SP Small Parts
6348691 | HALL SENSOR FOR VTH 25 AQUA A | 4046241060041 | Spare parts AquaA
6342581 | HOTfeed | 4039361053635 | AquaA / AquaAplus
634258FA | HOTfeed |  | AquaA / AquaAplus
6348671 | RING DRAIN VALVE V46 DN25 AQUA A | 4046241060027 | Spare parts AquaA
5725971 | SILEMBLOCK BOMBA DESGASIFICADOR-FLUJO | 4046241014723 | SP Aqua DAS
2842571 | SOPORTE ORGANIZADOR STAY SAFE | 7707298541934 | standard CAPD accessories
M329251 | TAPA ANCLAJE PORTASUEROS 5008/S | 4046241013405 | SP Small Parts
6348801 | TURBINA CAUDALIMETRO VTH25 AQUAB | 4046241060591 | Spare parts AquaA
6348601 | VALVULA LUMEN DN25 AQUA A/A2/UF | 4046241057294, 4046241125382 | Spare parts AquaA
M433261 | O-RING CONECTOR BIBAG 8 X 2 | 4046241069655 | SP Small Parts
2842681 | TAPON DE ADAPTADOR DE CATETER | 4046241008340, 4039361021269, 4039361064495, 4046241008357 | Adaptors
M443261 | TRANSDUCTOR PRESION SN SW=<3.96 5008/S | 4046241057065 | SP 5008
6326281 | UNIT FOR 2 RO | 4046241061703 | SP CMS 08
6327561 | FLOTADOR CPL. AQUAWTU | 4046241019179 | SP FWT Filter
6327991 | FLOTADOR TANQUE DE SAL AQUAWTU | 4046241019599 | SP FWT Filter
6327571 | JUNTA TÓRICA 84X3 EPDM AQUAWTU | 4046241019186 | SP FWT Filter
6327591 | JUNTE EPDM 9X3 AQUAWTU*MSP*AQUASAFE | 4046241019209 | SP FWT Filter
6327931 | LÁMPARA ULTRAVIOLETA AQUAWTU | 4046241019537 | SP FWT Filter
6327651 | LOCK WASHER FOR CONNECTOR C1 AQUAWTU | 4046241019261 | SP FWT Filter
6327441 | LP DISTRIBUCIÓN CPL AQUAWTU/AquaB/DUO | 4046241019063 | SP FWT Filter
6327451 | MAINS DISTRIBUTOR BOARD*AquaWTU | 4046241019070 | SP FWT Filter
6348881 | O-RING 27X4 Aqua A | 4046241060744 | Spare parts AquaA
6327951 | REACTANCIA LÁMPARA AQUAWTU | 4046241019551 | SP FWT Filter
6327481 | RELAIS FINDER COMPLETO AquaWTU | 4046241019100 | SP FWT Filter
M492701 | RETROFIT KIT TOP TRAY | 4039361114428 | Other Options
M427561 | SECUTEST SIII OPCIONES J01/KD01/KE01 | 4046241052626 | SP Test Control Units
6363851 | SOLENOID VALVE V27 AQUABPLUS | 4039361009960 | ET AQUABPLUS
6327491 | TÉRMICO DEL MOTOR AQUAWTU | 4046241094497 | SP FWT Filter
M482791 | TOUCH PANEL FR ART SW>3.0 | 4039361010225 | SP Adsorption ART
6327831 | TUBE ADAPTER FITTING SUPERFLEXTRACT | 4046241136807, 4046241019438 | SP FWT Filter
6344271 | TUBO PRESION CON JUNTAS EC<30 AquaWTU | 4046241047004 | SP FWT Filter
6328271 | WATERPRETREATM. AquaUNO, w/o SOFTENER |  | Accessories Mobile Water Systems
6758281 | FILTRO HIDROFOBO INTERNO MOD. DET. AIRE | 4046241013948, 4046241013962, 4046241013931, 4046241013955, 4046241023510 | Others
M284741 | FILTRO VENTILADOR ENTRADA AIRE MFT | 4046241031355 | SP Multifiltrate
6328361 | FLOAT UNIT F.HEATER TANK AquaHWCS | 4046241019681 | SP RO 700
6328331 | FLOWMETER CPL. AquaHWCS/AquaB DUO | 4046241019650 | SP RO 700
M284471 | FUSIBLE 1,6 A MULTIFILTRATE | 4046241031140 | SP Small Parts
M284491 | FUSIBLE 5A MULTIFILTRATE | 4046241031164 | SP Small Parts
M284691 | GANCHO BASCULA FILTRADO MFT | 4046241031300 | SP Multifiltrate
6365281 | HYDR. CONNECTOR W. NIPPLE +SAMPLING PORT | 4039361005689 | AquaC UNO H
M284431 | IV-POLE MULTIFILTRATE | 4046241031102 | SP Multifiltrate
M283531 | LABEL SET MAINS VOLTAGE MFT | 4039361104702 | SP Small Parts
2842991 | LLAVE DE ENROSCAR/DESENROSCAR LUER LOCK | 4039361020057, 4046241008395, 4046241008388, 4039361064501 | Adaptors
M284981 | LLAVE PUERTA MULTIFILTRATE | 4046241031577, 4046241123296 | SP Multifiltrate
R32894X | LOADING TRAY FRAME SLEEP.SAFE REPAIR |  | SP Sleep.Safe
R32893X | MACHINE BLOCK CPL. SLEEP.SAFE REPAIR |  | SP Sleep.Safe
6328281 | MICROCOMPUTADORA SIN DISPLAY | 4046241019612 | SP FWT Filter
M284631 | PANEL CONEXIONES COMPLETO MFT | 4046241031256 | SP Multifiltrate
M284791 | POWER SUPPLY LINE GERMAN MULTIFILTRATE | 4046241031409 | SP Multifiltrate
6342881 | SERVO VALVE W.NOZZLE+ MEMBRANE CPL.. | 4046241021967 | SP CMS 08
6328471 | SOCKET CEE 32A switchable / lockable | 4046241019797 | Electronics
M284971 | SOFTWARE PROGRAMACIÓN DE EPROM MULTIF. | 4046241031560, 4046241120684 | SP Multifiltrate
6328591 | SOFTWARE VERSION 4.57 FOR AQUASAFE 08 | 4046241019902 | SP CMS 08
6328291 | SPLAY AquaWTU/AquaB/AquaB DUO | 4046241019629 | SP FWT Filter
M334291 | LECTOR CODIGO DE BARRAS SLS/SLSH | 4046241032529 | SP Sleep.Safe
6297931 | MESA AUXILIAR, CONFORT |  | Likamed Accessories
6297891 | MESA AUXILIAR, ESTANDAR |  | Likamed Accessories
6296991 | NOVO X 550 DIALYSIS-CHAIR with 2 ARMREST |  | Likamed bed chairs - phased out
6729831 | PINZA SUJECCIÓN MANGUERAS DIALIZADOR | 4046241011029 | SP Small Parts
6362981 | RETROFIT KIT PARA 2 SMARTBAGS CDS 08 | 4039361006815 | SP MVZ
6297471 | SILLON DIALISIS TOP 330 CE |  | Likamed bed chairs - phased out
6297481 | SILLON NOVO X 333 (CON BALANZA) |  | Likamed bed chairs - phased out
629753FA | SINGLE - OSMOSIS REVERSA AquaUNO |  | AquaUNO
6297531 | SINGLE - OSMOSIS REVERSA AquaUNO | 4039361060442 | AquaUNO
629689FA | TABLE DT COMFORT LIGHT GREY |  | Likamed Accessories
6296891 | TABLE DT COMFORT LIGHT GREY |  | Likamed Accessories
M329571 | TAPA BPM 5008/S | 4046241041552 | SP 5008
M329791 | TAPA MICRO SWITCH 4008/5008/S | 4046241056631 | SP 5008
6347581 | O-RING 85.32X3.53 F.PREFILTER 5" AquaUNO | 4046241003529 | SP Aqua DAS
6344351 | CONECTOR CENTRALIZADO MACHO ESPIGA 6MM | 4046241141627, 4046241048193, 4046241142488 | SP Other HD-Devices
6775631 | CONECTOR TOMA PURIESTERIL sust. x 677786 |  | SP Small Parts
6734431 | CONEXIÓN T VÁLVULAS DIASAFE Y EV. 84 | 4046241006735 | SP Small Parts
6343751 | CONNECTION CABLE F.REMOTE CONTROL UNIT | 4046241038033 | SP MVZ
6346961 | cover panel above right/3m long | 4039361060848 | MediaP
6363731 | CPU P.C.B. AQUABPLUS | 4039361009779 | SP WT Kosmed
6363741 | DISPLAY AQUABPLUS | 4039361009786 | SP WT Kosmed
6344691 | DISPLAY WITH CABLE AQUAUNO | 4046241049725 | SP Aqua DAS
6346391 | DRAIN FUNNEL WITH COVER MSP | 4046241064353 | SP Aquasafe
M355441 | DRIVE FOR LIFTING MECHANISM SLEEP.SAFE | 4046241044201 | SP Sleep.Safe
M355481 | ELEVADOR SLEEP SAFE | 4046241027877 | SP Sleep.Safe
FW-300-A | EXPRESS FLUID WARMER |  | Warmer
FW-300-AFA | EXPRESS FLUID WARMER |  | Warmer
FW-300-WWFA | EXPRESS FLUID WARMER, 4TH EDITION |  | Warmer
FW-300-WW | EXPRESS FLUID WARMER, 4TH EDITION |  | Warmer
FW-300-1 | EXPRESS FLUID WARMER SYSTEM ACCESSO |  | Warmer Disposables
FW-300-AX | EXPRESS FLUID WARMER used |  | Used Machines Warmer
6347741 | FILTER HOUSING 9 3/4" FROM EC30 AQUAWTU | 4046241011791 | SP FWT Filter
6347751 | MANOMETRO 3 COLORES DESDE EC30*AQUAWTU | 4046241011845 | SP FWT Filter
6366301 | RETROFIT KIT FILTRO FINO PORTER AQUA UNO | 4039361076849 | SP Aqua DAS
6347771 | TANQUE ENTRADA AGUA EC>=30 AquaWTU | 4046241011869 | SP FWT Filter
M345301 | TAPA CARCASA 5008 | 4046241009910 | SP 5008
6346691 | VALVULA COMPROBACION VR2 EC<30 AQUAWTU | 4046241068320 | SP FWT Filter
M473631 | Juego completo Programa Servicio FWT | 4039361224103, 4039361218683, 4039361012076 | SP Test Control Units
6365431 | KEY SET JOHN GUEST TOOL FWT | 4039361005375 | SP Tools
6366931 | LEVEL MEASURING ROD WITH SERVO FLOAT | 4039361081591 | Spare parts AquaC
M355431 | LOADING TRAY DRIVE UNITLEEP SAFE | 4046241044195 | SP Sleep.Safe
6769331 | MODULO BTM | 4046241025620 | BTM
6545631 | PNEUMATICS TUBING PU-2 SLEEP.SAFE | 4046241022971 | SP Small Parts
M558631 | ROTOR GREY MULTI | 4039361123444 | Spare parts multi
M339431 | SET 2 DESINFECCION HMED | 4046241035605 | SP Test Control Units
M455631 | SOPORTE JERINGA CARRO DESLIZANTE 5008/S | 4046241061178 | SP 5008
M536431 | TAPA CONECTOR BIBAG 5008S | 4046241136883, 4046241090284, 4046241141580 | Spare parts 5008S
M477331 | TAPA PLATAFORMA CONCENTRADO 5008S | 4039361006235 | Spare parts 5008S
F988531 | THERAPY MONITOR MULTI CENTER | 4039361077792 | Finesse Export
M354631 | TOOL CASE COMPLETE 5008/S | 4046241005387 | SP Test Control Units
M538641 | TUBING SET V31 6008 | 4039361133696 | Spare parts 6008
M396531 | WRENCH F. FRONT NUT BCM | 4046241068832 | SP BCM
M335381 | PESO DE PRUEBA CON ESTUCHE + CERTIFICADO | 4046241035063 | SP Test Control Units
6363361 | PRESSURE SWITCH 1/4' 1-6 BAR AQUAB2 | 4039361008215 | SP RO 700
M393381 | Rererence Sol Set CD-Calibration forUMED | 4046241060911 | SP Test Control Units
6733601 | SILENTBLOCK BOMBAS DE CONCENTRADO | 4046241006728 | SP Small Parts
M393371 | Tubuladuras para Calibracion de UMED | 4046241060904 | SP Test Control Units
M534641 | HYDRAULIC PUMP SLSH | 4046241132885, 4046241090086, 4046241131284, 4046241128390, 4046241129281, 4046241129380 | Spare Parts Sleep.Safe Harmony
R53464X | HYDRAULIC PUMP SLSH REPAIR |  | Spare Parts Sleep.Safe Harmony
6348681 | LEAKAGE SENSOR WITH 5M CABLE AQUA A | 4046241060034 | Spare parts AquaA
M534661 | LOADING TRAY FRAME SLSH | 4039361115401 | Spare Parts Sleep.Safe Harmony
R53466X | LOADING TRAY SLSH REPAIR |  | Spare Parts Sleep.Safe Harmony
R53467X | MACHINE BLOCK SLSH REPAIR |  | Spare Parts Sleep.Safe Harmony
M534671 | MÁQUINA BLOQUE SLSH | 4039361115418 | Spare Parts Sleep.Safe Harmony
6343991 | MOTOR PROTECT. SWITCH PKZM 0-6.3A-C FWT | 4046241039122 | SP WTU
6346871 | MSP Single P/D/C1/C2/E | 4039361053444 | MSP
6346851 | MSP SINGLE P/D/E | 4039361053437 | MSP
6346971 | PLACA CUBIERTA IZQUIERDA | 4039361060855 | MediaP
5654341 | PLETINA METÁLICA SUJECCIÓN E.V. | 4046241014709 | SP Small Parts
6346471 | PRESSURE HOLDING VALVE D3VR6 AquaB DUO | 4046241065510 | SP Aqua Soft
6349891 | PULSADOR BLANCO CON ETIQ. MSC08 | 4046241068597 | SP CMS 08
6347941 | RINGUNIT 2/3 AquaA o. V91 | 4039361060916 | AquaA / AquaAplus
6347591 | SENSOR NIVEL UNIDAD AQUAB | 4046241003543 | SP WT Kosmed
6345491 | SERVO VALVULA V1 COMPETA | 4046241054613 | SP WT Kosmed
6347641 | SET CODOS AQUAWTU | 4046241003567 | SP FWT Filter
6345501 | SET OF SIEVES F.ACTIVATED CARBON+FILTER | 4046241055115 | SP FWT Filter
M534571 | SIGNATURE PAD | 4046241090024 | SP Tools
6346351 | THROUGH COUPLING DN6 MSP | 4046241064315 | SP Aquasafe
6367341 | TOUCH PANEL *AQUACUNO H | 4039361082925 | Spare parts AquaC
M535341 | TRANSDUCTOR PRES. SN HASTA SW3.96 5008/S | 4039361114008 | SP 5008
6349771 | TRIPLE MARCO BLANCO MSC 08 | 4046241137217, 4046241068351 | SP CMS 08
M469341 | TURNING LEVER SET ONLINEPLUS 5008 | 4039361018917 | SP 5008
6347601 | UNIDAD SENSOR NIVEL AquaB-DUO | 4046241003550 | SP Aqua Soft
M534581 | USB CABLE FOR SIGNATURE PAD | 4039361114282 | SP Tools
6344491 | VALVULA AGUA ENTRADA/BLANDA AquaSOFT | 4046241049312 | SP Aqua HWCS
M534771 | VALVULA RECOGIDA MUESTRAS 4008 5008/S | 4039361114930 | SP 5008
M359851 | INSTALLATION KIT SINGLE NEEDLE | 4039361041250 | Single-Needle
6535971$ | MODULO DE VOLUMEN PLASM.BVM |  | BVM
653597$ | RETROFIT KIT BVM |  | BVM
653597C$ | RETROFIT KIT BVM |  | BVM
M359681 | SENSOR PRESION B. HIDRAULICA SLEEP.SAFE | 4046241025668 | SP Sleep.Safe
M358491 | SERVICE WRENCH FOR TECHNICIAN | 4046241033236 | SP Test Control Units
F35570000 | Set predilatadores MAQUET |  | Cannulas iLA
M558351 | Soporte Antivibración AquaWTU Granumix | 4039361123109 | SP FWT Filter
M359451 | SOPORTE TUBO 5008/S | 4046241005196 | SP 5008
6365351 | TANK SENSOR SMARTBAG CDS 08 | 4039361019983 | SP MVZ
M357671 | USER CARD 5008/S | 4046241005257 | SP 5008
M359351 | VENOUS PRESS.TRANSDUCER (LUER LOCK) 5008 | 4046241005066 | SP 5008
6364891 | JG SET CONNECTOR/PIN WRENCH 8MM AQUAUNO | 4039361012915 | SP Aqua DAS
6366381 | KEY SWITCH AQUABPLUS CDS3 | 4039361078201 | ET AQUABPLUS
6365361 | LED signal traffic light with buzzer | 4039361019976 | Accessories Central Water Systems
6363681 | PLACA MADRE P.C.B. AQUABPLUS | 4039361009724 | SP WT Kosmed
M396361 | PUERTO SERIE BCM | 4046241068702 | SP BCM
6365941 | RING BASE OPTION AQUABPLUS | 4039361076672 | SP WT Kosmed
M473641 | SOFTWARE SET SOFTWARE DE SERVICIO WT | 4039361218676, 4039361224042, 4039361010850 | SP Test Control Units
M367501 | SOPORTE SENSOR FUGA 5008 | 4039361005832 | SP 5008
6363701 | TECLADO AQUABPLUS | 4039361009748 | SP WT Kosmed
6363691 | TECLADO P.C.B. AQUABPLUS | 4039361009731 | SP WT Kosmed
M367771 | UNIVERSAL CONDUCTIVITY CELL 5008/S | 4046241004335 | SP 5008
6366881 | VALVE CAP FOR SERVO VALVE A&K MUELLER | 4039361080389 | SP CMS 08
6366871 | VALVE CAP FOR SERVO VALVE V3/V7/V8 *AQUA | 4039361080372 | SP CMS 08
6366941 | VARILLA DE MEDICION DE NIVEL AQUAC UNO H | 4039361081607 | Spare parts AquaC
6363781 | VENTURI TUBE AQUABPLUS | 4039361009908 | ET AQUABPLUS
M374981 | GUIA DE LINEAS SLEEP.SAFE | 4046241038545 | SP Sleep.Safe
6756371 | INTERRUPTOR GENERAL PD-NIGHT/SLEEP-SAF | 4046241043464 | SP Small Parts
M374851 | LECTOR DE TARJETA USB BCM | 4046241068160 | BCM Accessories
M373961 | MODULO ADSORBER I CI/CA PROMETHEUS | 4046241122503, 4046241012927 | Spare Parts Liver Therapy
M396371 | PACK BATERIA BCM | 4046241068603 | SP BCM
M373801 | SOPORTE DIALIZADOR 5008S | 4046241067552 | Spare parts 5008S
M387881 | P.C.B LP964 PLACA DISPLAY SLEEP.SAFE | 4046241057324 | SP Sleep.Safe
M395381 | SHELF F.MACHINE BLOCK SLEEP.SAFE | 4046241061826 | SP Sleep.Safe
M388781 | TUBO SUCCION CONCENTRADO (ROJO)CON FILTR | 4046241049640 | SP 5008
M538651 | VASO DE EXPANSION UNI-PUNCION 6008 | 4039361145583 | Spare parts 6008
F38380000 | Xenios 2.0 | 4039361251376 | Consoles Acute Heart & Lung
M396471 | PUERTO FUENTE ALIMENTACION BCM | 4046241068719 | SP BCM
M398741 | SERVICE BCM COMPLETE SET BCM | 4046241050592, 4046241128581 | SP BCM
6543991 | TUBE NOZZLE MB SLEEP.SAFE | 4046241042962 | SP Sleep.Safe
M396571 | USB ADAPTOR SERVICE SOFTWARE | 4046241050585 | SP BCM
6746491 | CONEXION "T" SALIDA BICARB./ENTRADA HDF | 4046241006889 | SP Small Parts
DEAL_SMARTBAGS | Deal Smartbags |  | Smartbag (4.7L)
M566841 | POWER SWITCH SLSH | 4039361127909 | Spare Parts Sleep.Safe Harmony
6746741 | PUERTA BLANCA DETECTOR ÓPTICO |  | SP Small Parts
M544861 | ‎LECTOR TARJETAS PARA SW SERVICIO *TOOLS | 4039361118181 | SP Tools
M544871 | USB TO CAN ADAPTER SLEEP.SAFE | 4039361118198 | SP Tools
6546451 | MEMBRANA DISTRIBUIDOR DE AIRE SLEEP.SAFE | 4046241043211 | SP Sleep.Safe
6758451 | PESO 5KG. UNIVERSAL | 4046241023794 | SP Small Parts
6545471 | PROTECTOR DE GOTEO PC-CARD SLEEP.SAFE | 4046241043099 | SP Small Parts
6774571 | RETROFIT KIT INTERFACE COMMCO III | 4046241043556 | Other Options
6546491 | MUELLE PRESION LARGO SLEEP SAFE | 4046241043235 | SP Small Parts
M499471 | MEASURING KIT F.PATIENT LEAKAGE CURRENT | 4039361260071, 4039361122690 | Spare parts multi
M476561 | RETROFIT KIT CPU PB800 SLEEP.SAFE | 4039361007973 | SP Sleep.Safe
M494701 | SET LINEAS CHEQUEO ESTANQUEIDAD MFT | 4039361078829 | SP Tools
F988471 | THERAPY MONITOR DVD STANDARD | 4039361191788 | Finesse Export
M487781 | MOTOR DESGAS. BOMBA HIDRAULICA SLEEPSAFE | 4039361002756 | SP Sleep.Safe
M549651 | PANELLING LEFT SHORT SELEXA | 4039361128081 | SP Dialysis Chairs
M549591 | RELEASE HANDLE SELEXA | 4039361122942 | SP Dialysis Chairs
M496701 | TOUCH / DISPLAY UNIT 5008 | 4039361266233, 4039361266615, 4039361096984, 4039361241766 | SP 5008
M496751 | TOUCH / DISPLAY UNIT 5008S | 4039361097004 | Spare parts 5008S
F989951 | PatientOnLine DVD Multi-User | 4039361010515 | Data Processing PD
M557601 | TORQUE WRENCH | 4039361121570 | SP Tools
8888871 | SERVICIOS EN CLIENTE |  | Other Technical Services cHD
8888881 | PLANTA DE AGUAS | 4039361065317 | Other Articles Water Technology
EMBALA1 | EUROPALET |  | Contract Components
EMBALA4 | precinto seguridad |  | Contract Components
DEAL_ACCESSORIES | Deal Accessories |  | Contract Components
DEAL_BLOODL_ACC | Deal Bloodline Accessories |  | Contract Components
DEAL_BLOODLINES | Deal Bloodlines |  | Contract Components
DEAL_CANNULAS | Deal Cannulas |  | Contract Components
DEAL_CANNULAS_DRY | Deal Cannulas Dry |  | Contract Components
DEAL_DIAL_FXCORDIA | Deal_dial_FXCorDiax |  | Contract Components
DEAL_DIAL_OTHER_DI | DEAL_DIAL_OTHER_DI |  | Contract Components
DEAL_DIAL_FX_CLASS | Deal Dialyzer FX Classix |  | Contract Components
DEAL_DIAL_FX_CORD | Deal Dialyzer FXCorDiax |  | Contract Components
DEAL_DIAL_HIGHFLUX | Deal Dialyzer High Flux |  | Contract Components
DEAL_DIAL_LOWFLUX | Deal Dialyzer Low Flux |  | Contract Components
DEAL_DIALYZERS | Deal Dialyzers |  | Contract Components
DEAL_DRYCON_BIBAG | Deal Dry Concentrate BiBag |  | Contract Components
DEAL_FLUID_HD | Deal Fluid HD Concentrates |  | Contract Components
DEAL_FLUIDS | Deal Fluids HD Concentrates |  | Contract Components
DEAL_FLUID_SMARBAG | Deal Fluid Smarbag |  | Contract Components
DEAL_MULTIBIC | Deal Multibic |  | CRRT-Packages
HOLIDAY | DIAS DE PACIENTE VACACIONES |  | Other Revenues
DIFPRPD | DIFERENCIAS PRECIOS TARIFAS PACIENTES |  | Daily Flat Rate STAY
INGRESOGR | INGRESO GENERAL (Refact de Gastos) |  | Other income (not sales)
DEAL_CICADIALYSATE | Deal Cica Dialysate |  | dialysis fluids
NCESERVICES | SERVICIOS ASOCIADOS AL SISTEMA NEFROLINK |  | Dialysis-IT Services
HEMONXSTAGEB | NX Stage con bolsa |  | Therapy/Bundles NxStage HD
HEMONXSTAGEP | NX Stage pureflow |  | Therapy/Bundles NxStage HD
DIFPRPDAPD | DIFERENCIAS PRECIOS TARIFAS APD |  | DAILY FLAT RATE APD
RENAL IT | NEFROLINK |  | Dialysis-IT Services
INGRESO | INGRESOS |  | CAPD-Behandlung(Paus
RAPPELPD | RAPPEL PD |  | CAPD-Behandlung(Paus
VARIOPD | VARIOS PD |  | CAPD-Behandlung(Paus
WT-MEDIAP | MediaP |  | Forecast Water Technology
RAPPELHD | RAPPEL HD |  | Other Revenues
WT-MEDIAS | MediaSupply |  | Forecast Water Technology
VARIOHD | VARIOS HD |  | Other Revenues